## Facilities
Facility ID | Facility Name | Address Line 1 | Address Line 2 | City | State | ZIP | Latitude (°N) | Longitude (°E) | Total Rated Electric Generation (kW) | Total Rated Heat Generation (MBtu/h) | Total Rated Electrical Discharge Capacity (kW) | Total Rated Electrical Storage Capacity (kWh) | Total Rated Cooling Energy Discharge Capacity (ton) | Total Equivalent Electrical Discharge Capacity from Cooling Sources (kW) | Total Rated Cooling Energy Storage Capacity (ton-hour) | Total Equivalent Electrical Storage Capacity from Cooling Sources (kWh) | Total Rated Thermal Energy Discharge Capacity (MBtu/h) | Total Equivalent Electrical Discharge Capacity from Thermal Sources (kW) | Total Rated Thermal Energy Storage Capacity (MBtu) | Total Equivalent Electrical Storage Capacity from Thermal Sources (kWh) | Facility Submits Data on Electricity Imported from Utility? | Source Weather Station for Ambient Temperature Data | Metric Data Last Modified | Installed Systems | Alternate Name(s) | Facility Website (external) | Category | Subcategory | Floor Area (ft²) | No. of Occupancy Units | Electric Utility | Gas Utility | NYISO Zone | Located in Flood Plain
5 | Aurora Ridge Dairy | 2542 Angling Rd |  | Aurora | NY | 13026 | 43.031 | -76.467 | 600 | 0 | 0 | 0 | 0 | 0 | 0 | 0 | 0 | 0 | 0 | 0 | FALSE | KITH | 2019-02-21 16:05 | 1 |  |  | Agricultural | Dairy | 87120000 |  | New York State Electric and Gas | New York State Electric and Gas | C - Central
11 | Emerling Farm | 2616 NY-246 |  | Perry | NY | 14530 | 42.758 | -78.006 | 200 | 0 | 0 | 0 | 0 | 0 | 0 | 0 | 0 | 0 | 0 | 0 | FALSE | KROC | 2019-02-21 16:04 | 1 |  |  | Agricultural | Dairy |  |  | New York State Electric and Gas | New York State Electric and Gas | A - West
23 | River Point Towers | 555 Kappock Ave |  | Bronx | NY | 10463 | 40.882 | -73.917 | 300 | 0 | 0 | 0 | 0 | 0 | 0 | 0 | 0 | 0 | 0 | 0 | TRUE | KLGA | 2019-02-21 16:05 | 1 |  |  | Residential | Multifamily |  |  | Consolidated Edison | Consolidated Edison | J - New York City
24 | Burke Rehabilitation Hospital | 785 Mamoroneck Ave |  | White Plains | NY | 10605 | 41.016 | -73.752 | 600 | 0 | 0 | 0 | 0 | 0 | 0 | 0 | 0 | 0 | 0 | 0 | TRUE | KHPN | 2019-02-21 16:05 | 1 |  | http://burke.org | Health Care (Inpatient) | Hospital |  |  | Consolidated Edison | Consolidated Edison | I - Dunwoodie
25 | East Rochester School District | 400 Woodbine Ave |  | East Rochester | NY | 14445 | 43.108 | -77.488 | 200 | 0 | 0 | 0 | 0 | 0 | 0 | 0 | 0 | 0 | 0 | 0 | TRUE | KROC | 2019-02-21 16:05 | 1 |  | http://www.erschools.org/ | Education |  |  |  | Rochester Gas and Electric | Rochester Gas and Electric | B - Genessee
26 | 110 E 59th Street | 110 E 59th St |  | New York | NY | 10022 | 40.7629 | -73.9692 | 800 | 0 | 0 | 0 | 0 | 0 | 0 | 0 | 0 | 0 | 0 | 0 | TRUE | KLGA | 2019-02-21 16:05 | 1 |  |  | Office |  |  |  | Consolidated Edison | Consolidated Edison | J - New York City
27 | Metropolitan Syracuse WWTP | 650 Hiawatha Blvd W |  | Syracuse | NY | 13204 | 43.064 | -76.176 | 380 | 0 | 0 | 0 | 0 | 0 | 0 | 0 | 0 | 0 | 0 | 0 | FALSE | KSYR | 2019-02-21 16:05 | 1 |  | http://www.ongov.net/wep/we1901.html | Utilities Water and Waste Management | Wastewater Treatment Plant |  |  | National Grid - Upstate NY (Niagara Mohawk) | National Grid - Upstate NY (Niagara Mohawk) | C - Central
32 | Lewiston Water Pollution Control Center | 501 Pletcher Rd |  | Lewiston | NY | 14092 | 43.204 | -79.037 | 30 | 0 | 0 | 0 | 0 | 0 | 0 | 0 | 0 | 0 | 0 | 0 | FALSE | KIAG | 2019-02-21 16:05 | 1 |  | http://townoflewiston.us/ | Utilities Water and Waste Management | Wastewater Treatment Plant |  |  | National Grid - Upstate NY (Niagara Mohawk) | National Fuel Gas Distribution | A - West
33 | Lamb Farms | 6880 Albion Rd |  | Oakfield | NY | 14125 | 43.081 | -78.288 | 450 | 0 | 0 | 0 | 0 | 0 | 0 | 0 | 0 | 0 | 0 | 0 | FALSE | KBUF | 2019-02-21 16:05 | 1 |  | http://lambfarmsinc.net/ | Agricultural | Dairy |  |  | National Grid - Upstate NY (Niagara Mohawk) |  | A - West
35 | Sea Park East | 2929 West 31st St |  | Brooklyn | NY | 11224 | 40.5735 | -73.994 | 150 | 0 | 0 | 0 | 0 | 0 | 0 | 0 | 0 | 0 | 0 | 0 | FALSE | KJFK | 2019-02-21 17:38 | 2 |  | http://www.arkercompanies.com/development_13.htm | Residential | Multifamily |  |  | Consolidated Edison | National Grid - NYC (Brooklyn Union) | J - New York City
36 | Clarkson University | CU Box 5550 |  | Potsdam | NY | 13699 | 44.662 | -74.998 | 195 | 0 | 0 | 0 | 0 | 0 | 0 | 0 | 0 | 0 | 0 | 0 | FALSE | KSYR | 2019-02-21 16:06 | 1 |  | http://www.clarkson.edu | Education | College or University |  |  | National Grid - Upstate NY (Niagara Mohawk) | National Grid - Upstate NY (Niagara Mohawk) | E - Mohawk Valley
37 | 666 5th Ave | 666 5th Ave |  | New York | NY | 10019 | 40.7601 | -73.9764 | 1000 | 0 | 0 | 0 | 0 | 0 | 0 | 0 | 0 | 0 | 0 | 0 | TRUE | KLGA | 2019-02-21 16:06 | 1 | Tishman Building | http://vno666Fifth.com | Office |  |  |  | Consolidated Edison | Consolidated Edison | J - New York City
39 | Sunnyside Farms | 2231 Indian Field Rd |  | Venice Center | NY | 13147 | 42.729 | -76.572 | 500 | 0 | 0 | 0 | 0 | 0 | 0 | 0 | 0 | 0 | 0 | 0 | FALSE | KSYR | 2019-02-21 16:06 | 1 |  |  | Agricultural | Dairy |  |  | New York State Electric and Gas | New York State Electric and Gas | C - Central
40 | Boxler Dairy Farm | 2706 U.S. 20A |  | Varysburg | NY | 14167 | 42.753 | -78.301 | 500 | 0 | 0 | 0 | 0 | 0 | 0 | 0 | 0 | 0 | 0 | 0 | FALSE | KBUF | 2019-02-21 16:06 | 1 |  |  | Agricultural | Dairy |  |  | National Grid - Upstate NY (Niagara Mohawk) | Rochester Gas and Electric | A - West
41 | Swiss Valley Farms | 4827 Liberty St |  | Warsaw | NY | 14569 | 42.726 | -78.16 | 300 | 0 | 0 | 0 | 0 | 0 | 0 | 0 | 0 | 0 | 0 | 0 | FALSE | KBUF | 2019-02-21 16:06 | 1 |  |  | Agricultural | Dairy |  |  | New York State Electric and Gas | Rochester Gas and Electric | A - West
42 | Zuber Farms | 5633 Tower Hill Rd |  | Byron | NY | 14422 | 43.091 | -78.111 | 380 | 0 | 0 | 0 | 0 | 0 | 0 | 0 | 0 | 0 | 0 | 0 | FALSE | KROC | 2019-02-21 16:06 | 1 |  |  | Agricultural | Dairy |  |  | National Grid - Upstate NY (Niagara Mohawk) | Rochester Gas and Electric | A - West
43 | Toren Condominiums | 150 Myrtle Ave |  | New York | NY | 11201 | 40.6933 | -73.9825 | 500 | 0 | 0 | 0 | 0 | 0 | 0 | 0 | 0 | 0 | 0 | 0 | TRUE | KJFK | 2019-02-21 16:06 | 1 |  | http://www.torencondo.com/ | Residential | Multifamily |  |  | Consolidated Edison | Consolidated Edison | J - New York City
44 | Coop City - Riverbay Corp. | 98 Co-op City Blvd |  | Bronx | NY | 10475 | 40.871 | -73.824 | 37500 | 0 | 0 | 0 | 0 | 0 | 0 | 0 | 0 | 0 | 0 | 0 | TRUE | KJFK | 2019-02-21 16:06 | 1 |  | http://www.riverbaycorp.com/newrb/ | Public Assembly | Social or Meeting |  |  | Consolidated Edison | National Grid - Long Island (KeySpan East) | J - New York City
45 | Vassar College | Raymond Ave |  | Poughkeepsie | NY | 12604 | 41.69 | -73.899 | 500 | 0 | 0 | 0 | 0 | 0 | 0 | 0 | 0 | 0 | 0 | 0 | FALSE | KSWF | 2019-02-21 16:06 | 1 |  | http://www.vassar.edu/ | Education | College or University |  |  | Central Hudson Gas and Electric | Central Hudson Gas and Electric | G - Hudson Valley
46 | Price Chopper - Albany | 1892 Central Ave |  | Albany | NY | 12205-4200 | 42.733 | -73.855 | 400 | 0 | 0 | 0 | 0 | 0 | 0 | 0 | 0 | 0 | 0 | 0 | TRUE | KALB | 2019-02-21 16:06 | 1 |  | http://www.pricechopper.com | Food Sales | Grocery Store or Food Market |  |  | National Grid - Upstate NY (Niagara Mohawk) | National Grid - Upstate NY (Niagara Mohawk) | F - Capital
47 | NYC Marriott Downtown | 85 West St |  | Manhattan | NY | 10006 | 40.7096 | -74.0146 | 650 | 0 | 0 | 0 | 0 | 0 | 0 | 0 | 0 | 0 | 0 | 0 | FALSE | KJFK | 2019-02-21 16:07 | 1 |  | http://www.marriot.com/hotels/travel/nycws-new-york-marriott-downtown | Lodging | Hotel |  |  | Consolidated Edison | Consolidated Edison | J - New York City
49 | Roach Dairy Farm | 2227 Stewarts Corners Rd |  | Scipio Center | NY | 13147 | 42.726 | -76.52 | 450 | 0 | 0 | 0 | 0 | 0 | 0 | 0 | 0 | 0 | 0 | 0 | FALSE | KITH | 2019-02-21 16:07 | 1 |  |  | Agricultural | Dairy |  |  | New York State Electric and Gas | New York State Electric and Gas | C - Central
50 | Trump Tower at City Center | 4 City Pl |  | White Plains | NY | 10601 | 41.033 | -73.765 | 150 | 1046 | 0 | 0 | 0 | 0 | 0 | 0 | 0 | 0 | 0 | 0 | TRUE | KLGA | 2019-02-21 16:07 | 1 | Trump Tower (White Plains) | http://www.trumptowercitycenter.com/ | Residential | Multifamily |  |  | Consolidated Edison | Consolidated Edison | I - Dunwoodie
51 | Golub Headquarters Office Building | 1520 Maxon Rd |  | Schenectady | NY | 12305 | 42.822 | -73.932 | 195 | 0 | 0 | 0 | 0 | 0 | 0 | 0 | 0 | 0 | 0 | 0 | TRUE | KALB | 2019-02-21 16:07 | 1 |  |  | Office | Administrative or Professional Office |  |  | National Grid - Upstate NY (Niagara Mohawk) | National Grid - Upstate NY (Niagara Mohawk) | F - Capital
52 | Coca Cola Bottling | 555 Taxter Rd |  | Elmsford | NY | 10523 | 41.057 | -73.83 | 800 | 0 | 0 | 0 | 0 | 0 | 0 | 0 | 0 | 0 | 0 | 0 | FALSE | KHPN | 2019-02-21 16:07 | 1 |  | http://us.coca-cola.com/home/ | Warehouse and Storage | Distribution or Shipping Center |  |  | Consolidated Edison | Consolidated Edison | H - Millwood
53 | Sabic Innovative Plastics | 1 Noryl Ave |  | Selkirk | NY | 12158 | 42.578 | -73.859 | 1275 | 0 | 0 | 0 | 0 | 0 | 0 | 0 | 0 | 0 | 0 | 0 | FALSE | KALB | 2019-02-21 16:07 | 1 |  | http://www.sabic-ip.com/gep/en/Home/Home/home.html | Manufacturing | Plastics and Rubber Products |  |  | National Grid - Upstate NY (Niagara Mohawk) | National Grid - Upstate NY (Niagara Mohawk) | E - Mohawk Valley
54 | 800 Sixth Apartments | 800 6th Ave |  | New York City | NY | 10004 | 40.7456 | -73.9906 | 75 | 523 | 0 | 0 | 0 | 0 | 0 | 0 | 0 | 0 | 0 | 0 | TRUE | KLGA | 2019-02-21 16:08 | 1 | Archstone Chelsea | http://www.equityapartments.com/new-york/new-york-city-apartments/chelsea/800-sixth-apartments.aspx | Residential | Multifamily |  |  | Consolidated Edison |  | J - New York City
55 | Avalon Midtown West | 250 West 50th |  | New York City | NY | 10004 | 40.762 | -73.986 | 150 | 1046 | 0 | 0 | 0 | 0 | 0 | 0 | 0 | 0 | 0 | 0 | TRUE | KLGA | 2019-02-21 16:08 | 1 | Archstone Midtown West, Gershwin Apartments | http://www.avaloncommunities.com/new-york/new-york-city-apartments/avalon-midtown-west | Residential | Multifamily |  |  | Consolidated Edison |  | J - New York City
56 | Wagner Farms | 79 Garfield Rd |  | Poestenkill | NY | 14530 | 42.704 | -73.581 | 100 | 0 | 0 | 0 | 0 | 0 | 0 | 0 | 0 | 0 | 0 | 0 | FALSE | KALB | 2019-02-21 16:07 | 1 |  |  | Agricultural | Dairy |  |  | National Grid - Upstate NY (Niagara Mohawk) |  | F - Capital
57 | One Penn Plaza | One Penn Plaza |  | New York | NY | 10119 | 40.751 | -73.992 | 6165 | 0 | 0 | 0 | 0 | 0 | 0 | 0 | 0 | 0 | 0 | 0 | TRUE | KLGA | 2019-02-21 16:07 | 1 |  | http://www.vnony.com/portfolio/property/one-penn-plaza/1/overview | Office |  |  |  | Consolidated Edison | Consolidated Edison | J - New York City
58 | Ultra-Flex | 975 Essex St |  | Brooklyn | NY | 11208 | 40.6605 | -73.875 | 925 | 3900 | 0 | 0 | 0 | 0 | 0 | 0 | 0 | 0 | 0 | 0 | TRUE | KJFK | 2019-04-08 14:07 | 1 |  | http://www.ultraflex.com/index.html | Manufacturing |  |  |  | Consolidated Edison | National Grid - Upstate NY (Niagara Mohawk) | J - New York City
59 | Cornell University | 410 Thurston Ave |  | Ithaca | NY | 14850 | 42.454 | -76.484 | 30000 | 0 | 0 | 0 | 0 | 0 | 0 | 0 | 0 | 0 | 0 | 0 | FALSE | KITH | 2019-02-21 16:07 | 1 |  | http://www.cornell.edu/ | Education | College or University |  |  | New York State Electric and Gas | New York State Electric and Gas | C - Central
60 | Octagon | 888 Main St |  | New York | NY | 10044 | 40.769 | -73.9435 | 400 | 0 | 0 | 0 | 0 | 0 | 0 | 0 | 0 | 0 | 0 | 0 | FALSE | KHPN | 2019-02-21 16:07 | 1 |  | http://www.octagonnyc.com/ | Residential | Multifamily |  |  | Consolidated Edison | Consolidated Edison | J - New York City
61 | Price Chopper - Glenville | 290 Saratoga Rd |  | Glenville | NY | 12302 | 42.873 | -73.929 | 200 | 0 | 0 | 0 | 0 | 0 | 0 | 0 | 0 | 0 | 0 | 0 | FALSE | KALB | 2019-02-21 16:08 | 1 |  | http://www.pricechopper.com | Food Sales | Grocery Store or Food Market |  |  | National Grid - Upstate NY (Niagara Mohawk) | National Grid - Upstate NY (Niagara Mohawk) | F - Capital
62 | Saints Joachim and Anne Nursing and Rehabilitation | 2720 Surf Ave |  | Brooklyn | NY | 11224-1913 | 40.573 | -73.993 | 300 | 0 | 0 | 0 | 0 | 0 | 0 | 0 | 0 | 0 | 0 | 0 | TRUE | KJFK | 2019-02-21 16:08 | 1 |  |  | Lodging | Nursing Home, Assisted Living, or Other Residential Care |  |  | Consolidated Edison | National Grid - NYC (Brooklyn Union) | J - New York City
63 | Rome Memorial Hospital | 1500 N James St |  | Rome | NY | 13440 | 43.23 | -75.443 | 260 | 0 | 0 | 0 | 0 | 0 | 0 | 0 | 0 | 0 | 0 | 0 | TRUE | KRME | 2019-02-21 16:08 | 1 |  | http://www.romehosp.org/ | Health Care (Inpatient) | Hospital |  |  | National Grid - Upstate NY (Niagara Mohawk) | National Grid - Upstate NY (Niagara Mohawk) | E - Mohawk Valley
64 | Burrstone Energy Center | 1656 Champlain Ave |  | Utica | NY | 13501 | 43.097 | -75.275 | 4400 | 0 | 0 | 0 | 0 | 0 | 0 | 0 | 0 | 0 | 0 | 0 | TRUE | KSYR | 2019-02-21 17:38 | 4 | Burrstone - Combined |  | Public Assembly | Social or Meeting |  |  | National Grid - Upstate NY (Niagara Mohawk) | National Grid - Upstate NY (Niagara Mohawk) | E - Mohawk Valley
65 | Sunrise Bakery | 4564 2nd Ave |  | Brooklyn | NY | 11232 | 40.6516 | -74.015 | 525 | 0 | 0 | 0 | 0 | 0 | 0 | 0 | 0 | 0 | 0 | 0 | FALSE | KJFK | 2019-02-21 16:08 | 1 |  |  | Manufacturing | Food |  |  | Consolidated Edison | National Grid - NYC (Brooklyn Union) | J - New York City
68 | Syracuse University Green Data Center | 621 Skytop Road |  | Syracuse | NY | 13210 | 43.037 | -76.134 | 780 | 0 | 0 | 0 | 0 | 0 | 0 | 0 | 0 | 0 | 0 | 0 | TRUE | KSYR | 2019-02-21 16:08 | 1 |  | http://syr.edu/greendatacenter/ | Education | College or University |  |  | National Grid - Upstate NY (Niagara Mohawk) | National Grid - Upstate NY (Niagara Mohawk) | C - Central
69 | Seaside Apartments | 18-20 Father Capodanno Blvd |  | Staten Island | NY | 10304 | 40.595 | -74.0615 | 100 | 0 | 0 | 0 | 0 | 0 | 0 | 0 | 0 | 0 | 0 | 0 | FALSE | KJFK | 2019-02-21 16:09 | 1 |  |  | Residential | Multifamily |  |  | Consolidated Edison | National Grid - Long Island (KeySpan East) | J - New York City
70 | Concord Court Apartments | 55 Bowen St |  | Staten Island | NY | 10304 | 40.6144 | -74.084 | 100 | 0 | 0 | 0 | 0 | 0 | 0 | 0 | 0 | 0 | 0 | 0 | FALSE | KJFK | 2019-02-21 16:09 | 1 |  |  | Residential | Multifamily |  |  | Consolidated Edison | National Grid - Long Island (KeySpan East) | J - New York City
71 | Linear Lighting | 4933 31st Pl |  | Long Island City | NY | 11101 | 40.739 | -73.9354 | 261.184 | 0 | 0 | 0 | 0 | 0 | 0 | 0 | 0 | 0 | 0 | 0 | FALSE | KLGA | 2019-02-21 16:09 | 1 |  | http://www.linearltg.com/ | Manufacturing | Electrical Equip., Appliances, and Components |  |  | Consolidated Edison |  | J - New York City
72 | St Elizabeths CHP Plant | 2209 Genesee St |  | Utica | NY | 13501 | 43.082 | -75.266 | 2310 | 0 | 0 | 0 | 0 | 0 | 0 | 0 | 0 | 0 | 0 | 0 | TRUE | KSYR | 2019-02-21 16:09 | 1 |  | http://www.stemc.org | Health Care (Inpatient) | Hospital |  |  | National Grid - Upstate NY (Niagara Mohawk) | National Grid - Upstate NY (Niagara Mohawk) | A - West
73 | Princeton Club | 15 W 43rd St |  | New York | NY | 10036 | 40.7545 | -73.981 | 300 | 0 | 0 | 0 | 0 | 0 | 0 | 0 | 0 | 0 | 0 | 0 | FALSE | KLGA | 2019-02-21 16:09 | 1 |  | http://www.princetonclub.com/ | Lodging | Hotel |  |  | Consolidated Edison | Consolidated Edison | J - New York City
74 | Jewish Home and Hospital Greenwall Pavilion | 2545 University Ave |  | Bronx | NY | 10468 | 40.867 | -73.903 | 300 | 0 | 0 | 0 | 0 | 0 | 0 | 0 | 0 | 0 | 0 | 0 | FALSE | KLGA | 2019-02-21 16:09 | 1 |  | http://www.jewishhome.org/ | Lodging | Nursing Home, Assisted Living, or Other Residential Care |  |  | Consolidated Edison | Consolidated Edison | J - New York City
75 | Parker Jewish Institute | 271-11 76th Ave |  | New Hyde Park | NY | 11040-1433 | 40.754 | -73.707 | 300 | 0 | 0 | 0 | 0 | 0 | 0 | 0 | 0 | 0 | 0 | 0 | FALSE | KJFK | 2019-02-21 16:09 | 1 |  | http://www.parkerinstitute.org | Lodging | Nursing Home, Assisted Living, or Other Residential Care |  |  | Consolidated Edison | Consolidated Edison | J - New York City
76 | City of Schenectady Water Pollution Control Plant | 300 Anthony St |  | Schenectady | NY | 12305 | 42.839 | -73.918 | 280 | 0 | 0 | 0 | 0 | 0 | 0 | 0 | 0 | 0 | 0 | 0 | TRUE | KSCH | 2019-02-21 16:09 | 1 |  |  | Utilities Water and Waste Management | Wastewater Treatment Plant |  |  | National Grid - Upstate NY (Niagara Mohawk) | National Grid - Upstate NY (Niagara Mohawk) | F - Capital
77 | Walker Dairy | 5565 State Rte 4 |  | Fort Ann | NY | 12827 | 43.399 | -73.492 | 300 | 0 | 0 | 0 | 0 | 0 | 0 | 0 | 0 | 0 | 0 | 0 | FALSE | KGFL | 2019-02-21 16:09 | 1 |  |  | Agricultural | Dairy |  |  | National Grid - Upstate NY (Niagara Mohawk) |  | F - Capital
78 | Felix Storch | 770 Garrison Ave |  | Bronx | NY | 10474 | 40.8137 | -73.9119 | 147.84 | 0 | 0 | 0 | 0 | 0 | 0 | 0 | 0 | 0 | 0 | 0 | FALSE | KLGA | 2019-02-21 16:09 | 1 |  |  | Warehouse and Storage | Distribution or Shipping Center |  |  | Consolidated Edison | Consolidated Edison | J - New York City
79 | Beth Israel Medical Center | 3201 Kings Hwy |  | Brooklyn | NY | 11234 | 40.6182 | -73.943 | 250 | 0 | 0 | 0 | 0 | 0 | 0 | 0 | 0 | 0 | 0 | 0 | TRUE | KJFK | 2019-02-21 16:09 | 1 |  | http://www.bethisraelny.org/brooklyn | Health Care (Inpatient) | Hospital |  |  | Consolidated Edison |  | J - New York City
80 | Synergy Biogas | 6466 Lemley Rd |  | Wyoming | NY | 14591 | 42.8292 | -78.0545 | 1426 | 0 | 0 | 0 | 0 | 0 | 0 | 0 | 0 | 0 | 0 | 0 | FALSE | KROC | 2019-02-21 16:10 | 1 |  | http://www.synergyag.com/story.aspx | Agricultural | Dairy |  |  | National Grid - Upstate NY (Niagara Mohawk) |  | A - West
82 | Forest City Enterprises | 87-25 Queens Blvd |  | Elmhurst | NY | 11373 | 40.7356 | -73.8745 | 318.99 | 0 | 0 | 0 | 0 | 0 | 0 | 0 | 0 | 0 | 0 | 0 | FALSE | KLGA | 2019-02-21 16:10 | 1 | 87-25 Queens BLVD | http://www.forestcity.net/properties/shop/neighborhood_centers/Pages/queens_place.aspx | Service |  |  |  | Consolidated Edison | National Grid - NYC (Brooklyn Union) | J - New York City
83 | GAL Manufacturing | 50 East 153rd St |  | Bronx | NY | 10451 | 40.8256 | -73.9295 | 237.12 | 0 | 0 | 0 | 0 | 0 | 0 | 0 | 0 | 0 | 0 | 0 | FALSE | KLGA | 2019-02-21 16:10 | 1 |  | http://www.gal.com/ | Manufacturing |  |  |  | Consolidated Edison | National Grid - NYC (Brooklyn Union) | J - New York City
84 | Walmart 2104 | 1201 Route 300 |  | Newburgh | NY | 12550 | 41.4975 | -74.0742 | 439.92 | 0 | 0 | 0 | 0 | 0 | 0 | 0 | 0 | 0 | 0 | 0 | FALSE | KSWF | 2019-02-21 16:10 | 1 |  | http://www.walmart.com/ | Mercantile (Retail Other Than Malls) | Retail Store |  |  | Central Hudson Gas and Electric | Central Hudson Gas and Electric | G - Hudson Valley
85 | Cabrini Terrace | 900 West 190th St |  | New York | NY | 10036 | 40.8571 | -73.9383 | 110 | 0 | 0 | 0 | 0 | 0 | 0 | 0 | 0 | 0 | 0 | 0 | TRUE | KJFK | 2019-02-21 16:10 | 1 |  | http://cabriniterrace.com | Residential | Multifamily |  |  | Consolidated Edison | Consolidated Edison | J - New York City
86 | Willet Dairy | 379 NY-34 |  | Locke | NY | 13092 | 42.6386 | -76.4975 | 1000 | 0 | 0 | 0 | 0 | 0 | 0 | 0 | 0 | 0 | 0 | 0 | FALSE | KITH | 2019-02-21 16:10 | 1 |  |  | Agricultural | Dairy |  |  | New York State Electric and Gas | New York State Electric and Gas | C - Central
87 | Doral Arrowwood Hotel | 975 Anderson Hill Rd |  | Rye Brook | NY | 10573 | 41.0449 | -73.6893 | 300 | 0 | 0 | 0 | 0 | 0 | 0 | 0 | 0 | 0 | 0 | 0 | TRUE | KJFK | 2019-02-21 16:10 | 1 |  | http://www.doralarrowwood.com/ | Lodging | Hotel |  |  | Consolidated Edison | Consolidated Edison | J - New York City
88 | Maspeth Solar | 56-02 Maspeth Ave |  | Maspeth | NY | 11378 | 40.7223 | -73.9144 | 282.15 | 0 | 0 | 0 | 0 | 0 | 0 | 0 | 0 | 0 | 0 | 0 | FALSE | KLGA | 2019-02-21 16:10 | 1 |  |  | Service |  |  |  | Consolidated Edison |  | J - New York City
89 | 1948 Troutman St. | 1948 Troutman St |  | Queens | NY | 11385 | 40.7129 | -73.9161 | 352.56 | 0 | 0 | 0 | 0 | 0 | 0 | 0 | 0 | 0 | 0 | 0 | FALSE | KLGA | 2019-02-21 16:10 | 1 |  |  | Warehouse and Storage | Distribution or Shipping Center |  |  | Consolidated Edison |  | J - New York City
90 | RiteLite | 333 Stanley Ave |  | Brooklyn | NY | 11207 | 40.6544 | -73.8955 | 172 | 0 | 0 | 0 | 0 | 0 | 0 | 0 | 0 | 0 | 0 | 0 | FALSE | KLGA | 2019-02-21 16:10 | 1 |  | http://www.ritelite.com | Warehouse and Storage | Distribution or Shipping Center |  |  | Consolidated Edison | Consolidated Edison | J - New York City
91 | Compass Forwarding - Sedgwick LLC | 159-15 Rockaway Blvd |  | Jamaica | NY | 11434 | 40.6648 | -73.7778 | 88.944 | 0 | 0 | 0 | 0 | 0 | 0 | 0 | 0 | 0 | 0 | 0 | FALSE | KLGA | 2019-02-21 16:11 | 1 |  |  | Service |  |  |  | Consolidated Edison |  | J - New York City
92 | Gardeau Crest Farm | 4326 Middle Reservation Rd |  | Perry | NY | 14530 | 42.682 | -78.0036 | 648 | 0 | 0 | 0 | 0 | 0 | 0 | 0 | 0 | 0 | 0 | 0 | FALSE | KROC | 2019-02-21 16:11 | 1 |  |  | Agricultural | Dairy |  |  | New York State Electric and Gas | New York State Electric and Gas | A - West
93 | Stop&Shop Rhinebeck #536 | 6726 U.S. 9 |  | Rhinebeck | NY | 12572 | 41.9464 | -73.9002 | 214.17 | 0 | 0 | 0 | 0 | 0 | 0 | 0 | 0 | 0 | 0 | 0 | FALSE | KLGA | 2019-02-21 16:11 | 1 |  | http://stopandshop.com/ | Food Sales | Grocery Store or Food Market |  |  | Central Hudson Gas and Electric | Central Hudson Gas and Electric | G - Hudson Valley
94 | Kohl's #782 Staten Island | 2239 Forest Ave |  | Staten Island | NY | 10303 | 40.6281 | -74.1648 | 334.125 | 0 | 0 | 0 | 0 | 0 | 0 | 0 | 0 | 0 | 0 | 0 | FALSE | KLGA | 2019-02-21 16:11 | 1 |  | http://kohls.com/stores/ny/statenisland-782.shtml | Mercantile (Retail Other Than Malls) | Retail Store |  |  | Consolidated Edison |  | J - New York City
95 | Broadway Stages | 359 Kingsland Ave |  | Brooklyn | NY | 11222 | 40.7291 | -73.9424 | 282.15 | 0 | 0 | 0 | 0 | 0 | 0 | 0 | 0 | 0 | 0 | 0 | FALSE | KLGA | 2019-02-21 16:11 | 1 |  |  | Public Assembly | Entertainment or Culture |  |  | Consolidated Edison |  | J - New York City
96 | Stop&Shop Monroe #523 | 475 NY-17M #20 |  | Monroe | NY | 10950 | 41.3182 | -74.177 | 243.38 | 0 | 0 | 0 | 0 | 0 | 0 | 0 | 0 | 0 | 0 | 0 | FALSE | KLGA | 2019-02-21 16:11 | 1 |  | http://stopandshop.com/ | Food Sales | Grocery Store or Food Market |  |  | Central Hudson Gas and Electric | Central Hudson Gas and Electric | G - Hudson Valley
97 | Silver Towers - New York | 620 West 42nd St |  | New York | NY | 10036 | 40.761 | -73.999 | 300 | 2100 | 0 | 0 | 0 | 0 | 0 | 0 | 0 | 0 | 0 | 0 | FALSE | KLGA | 2019-02-21 16:11 | 1 |  | http://www.silvertowers.com/ | Residential | Multifamily |  |  | Consolidated Edison | Consolidated Edison | J - New York City
98 | Rivington House | 45 Rivington St |  | New York | NY | 10002 | 40.7208 | -73.9911 | 240 | 0 | 0 | 0 | 0 | 0 | 0 | 0 | 0 | 0 | 0 | 0 | FALSE | KNYC | 2019-02-21 16:11 | 1 |  |  | Lodging | Nursing Home, Assisted Living, or Other Residential Care |  |  | Consolidated Edison | Consolidated Edison | J - New York City
99 | Dykes Lumber | 43-01 10th St |  | Long Island City | NY | 11101 | 40.7522 | -73.9492 | 196.35 | 0 | 0 | 0 | 0 | 0 | 0 | 0 | 0 | 0 | 0 | 0 | FALSE | KLGA | 2019-02-21 16:11 | 1 |  | http://www.dykeslumber.com | Manufacturing | Wood Products |  |  | Consolidated Edison |  | J - New York City
100 | Stop&Shop New City # 596 | 180 N Main St |  | New City | NY | 10956 | 41.1559 | -73.9869 | 162.25 | 0 | 0 | 0 | 0 | 0 | 0 | 0 | 0 | 0 | 0 | 0 | FALSE | KLGA | 2019-02-21 16:11 | 1 |  | http://stopandshop.com/ | Food Sales | Grocery Store or Food Market |  |  | Orange and Rockland Utilities |  | G - Hudson Valley
101 | Stop&Shop Tarrytown # 599 | 610 White Plains Rd |  | Tarrytown | NY | 10591 | 41.0598 | -73.8373 | 178.8 | 0 | 0 | 0 | 0 | 0 | 0 | 0 | 0 | 0 | 0 | 0 | FALSE | KLGA | 2019-02-21 16:11 | 1 |  | http://stopandshop.com/ | Food Sales | Grocery Store or Food Market |  |  | Consolidated Edison |  | J - New York City
102 | East Irondequoit Central School District | 2350 East Ridge Rd |  | Rochester | NY | 14622 | 43.2063 | -77.5544 | 325 | 0 | 0 | 0 | 0 | 0 | 0 | 0 | 0 | 0 | 0 | 0 | TRUE | KROC | 2019-02-21 16:12 | 1 |  | http://www.eastiron.org | Education |  | 240888 |  | Rochester Gas and Electric | Rochester Gas and Electric | B - Genessee
103 | Churchill | 300 E 40th St |  | New York City | NY | 10016 | 40.7482 | -73.973 | 150 | 0 | 0 | 0 | 0 | 0 | 0 | 0 | 0 | 0 | 0 | 0 | TRUE | KNYC | 2019-02-21 16:12 | 1 |  |  | Residential | Multifamily |  |  | Consolidated Edison | Central Hudson Gas and Electric | J - New York City
104 | Albany Medical Center | 43 New Scotland Ave |  | Albany | NY | 12208 | 42.6553 | -73.7778 | 4500 | 0 | 0 | 0 | 0 | 0 | 0 | 0 | 0 | 0 | 0 | 0 | FALSE | KALB | 2019-02-21 16:12 | 1 |  | http://www.amc.edu/ | Health Care (Inpatient) | Hospital |  |  | National Grid - Upstate NY (Niagara Mohawk) | National Grid - Upstate NY (Niagara Mohawk) | F - Capital
105 | Church Street Hilton | 55 Church St |  | New York | NY | 10007 | 40.7115 | -74.0105 | 500 | 2497.6 | 0 | 0 | 0 | 0 | 0 | 0 | 0 | 0 | 0 | 0 | FALSE | KNYC | 2019-02-21 16:16 | 1 |  | http://www3.hilton.com/en/hotels/new-york/millenium-hilton-NYCMLHH/index.html | Lodging | Hotel |  |  | Consolidated Edison | Consolidated Edison | J - New York City
106 | Victory Food Service | 515 Truxton St |  | Bronx | NY | 10460 | 40.8097 | -73.8936 | 339.9 | 0 | 0 | 0 | 0 | 0 | 0 | 0 | 0 | 0 | 0 | 0 | FALSE | KLGA | 2019-02-21 16:12 | 1 |  | http://www.victoryfoodservice.com | Warehouse and Storage | Distribution or Shipping Center |  |  | Consolidated Edison |  | J - New York City
107 | Stop&Shop Ossining # 2502 | 246 South Highland Ave |  | Ossining | NY | 10562 | 41.1424 | -73.8618 | 259.6 | 0 | 0 | 0 | 0 | 0 | 0 | 0 | 0 | 0 | 0 | 0 | FALSE | KLGA | 2019-02-21 16:12 | 1 |  | http://stopandshop.com/ | Food Sales | Grocery Store or Food Market |  |  | Consolidated Edison |  | G - Hudson Valley
108 | Albany County Sewer District North Plant | 1 Canal Rd |  | South Menands | NY | 12204 | 42.678 | -73.731 | 925 | 0 | 0 | 0 | 0 | 0 | 0 | 0 | 0 | 0 | 0 | 0 | TRUE | KALB | 2019-02-21 16:12 | 1 |  | http://www.albanycounty.com/Government/Departments/SewerDistrict.aspx | Utilities Water and Waste Management | Wastewater Treatment Plant |  |  | National Grid - Upstate NY (Niagara Mohawk) | National Grid - Upstate NY (Niagara Mohawk) | F - Capital
109 | Fountain House | 425 W 47th St |  | New York | NY | 10036 | 40.7622 | -73.9913 | 65 | 251 | 0 | 0 | 0 | 0 | 0 | 0 | 0 | 0 | 0 | 0 | FALSE | KNYC | 2019-02-21 16:12 | 1 |  | http://www.fountainhouse.org/ | Public Assembly | Social or Meeting |  |  | Consolidated Edison | Consolidated Edison | J - New York City
111 | Big Geyser, Inc. | 57-65 48th St |  | Maspeth | NY | 11378 | 40.7225 | -73.9209 | 376.42 | 0 | 0 | 0 | 0 | 0 | 0 | 0 | 0 | 0 | 0 | 0 | FALSE | KJFK | 2019-02-21 17:39 | 3 |  | http://www.biggeyser.com/ | Warehouse and Storage | Distribution or Shipping Center |  |  | Consolidated Edison |  | J - New York City
113 | Don Bosco Community Center Bldg. A | 19 Don Bosco Pl |  | Port Chester | NY | 10573 | 40.9968 | -73.6645 | 241.345 | 0 | 0 | 0 | 0 | 0 | 0 | 0 | 0 | 0 | 0 | 0 | FALSE | KLGA | 2019-02-21 16:13 | 1 |  |  | Public Assembly | Social or Meeting |  |  | Consolidated Edison |  | I - Dunwoodie
114 | Don Bosco Community Center Bldg. G | 20 Don Bosco Pl |  | Port Chester | NY | 10573 | 40.9973 | -73.6641 | 82.485 | 0 | 0 | 0 | 0 | 0 | 0 | 0 | 0 | 0 | 0 | 0 | FALSE | KLGA | 2019-02-21 16:13 | 1 |  |  | Public Assembly | Social or Meeting |  |  | Consolidated Edison |  | I - Dunwoodie
115 | Don Bosco Community Center Bldg. H | 80 Don Bosco Pl |  | Port Chester | NY | 10573 | 40.997 | -73.6643 | 61.1 | 0 | 0 | 0 | 0 | 0 | 0 | 0 | 0 | 0 | 0 | 0 | FALSE | KLGA | 2019-02-21 16:13 | 1 |  |  | Public Assembly | Social or Meeting |  |  | Consolidated Edison |  | I - Dunwoodie
116 | Bed Bath & Beyond #1015/Christmas Tree Shops #7030 | 2700 Veterans Rd W |  | Staten Island | NY | 10309 | 40.5309 | -74.2284 | 708.936 | 0 | 0 | 0 | 0 | 0 | 0 | 0 | 0 | 0 | 0 | 0 | FALSE | KJFK | 2019-02-21 16:13 | 1 |  | http://www.christmastreeshops.com/ | Mercantile (Retail Other Than Malls) | Retail Store |  |  | Consolidated Edison | Consolidated Edison | J - New York City
117 | Sealing Devices | 4400 Walden Ave |  | Lancaster | NY | 14086 | 42.9274 | -78.6077 | 250.92 | 0 | 0 | 0 | 0 | 0 | 0 | 0 | 0 | 0 | 0 | 0 | FALSE | KBUF | 2019-02-21 16:13 | 1 |  | http://www.sealingdevices.com/ | Manufacturing |  |  |  | New York State Electric and Gas |  | A - West
118 | Kohl's #988 Kingston | 800 Miron Ln |  | Kingston | NY | 12401 | 41.9588 | -73.9865 | 451.06 | 0 | 0 | 0 | 0 | 0 | 0 | 0 | 0 | 0 | 0 | 0 | FALSE | KPOU | 2019-02-21 16:13 | 1 |  | http://www.kohls.com/stores/ny/kingston-988.shtml | Mercantile (Retail Other Than Malls) | Retail Store |  |  | Central Hudson Gas and Electric |  | C - Central
119 | Kohl's #963 North Amherst | 3115 Niagara Falls Blvd |  | Amherst | NY | 14228 | 43.0389 | -78.8202 | 312.62 | 0 | 0 | 0 | 0 | 0 | 0 | 0 | 0 | 0 | 0 | 0 | FALSE | KBUF | 2019-02-21 16:13 | 1 |  | http://www.kohls.com/stores/ny/amherst-963.shtml | Mercantile (Retail Other Than Malls) | Retail Store |  |  | National Grid - Upstate NY (Niagara Mohawk) |  | A - West
120 | Kohl's #1203 Ithaca | 410 Elmira Rd, Bldg 2 |  | Ithaca | NY | 14850 | 42.4201 | -76.5223 | 308.28 | 0 | 0 | 0 | 0 | 0 | 0 | 0 | 0 | 0 | 0 | 0 | FALSE | KITH | 2019-02-21 16:13 | 1 |  | http://www.kohls.com/stores/ny/ithaca-1203.shtml | Mercantile (Retail Other Than Malls) | Retail Store |  |  | New York State Electric and Gas |  | C - Central
121 | Kohl's #35 Horseheads | 1200 County Rd 64 |  | Horseheads | NY | 14845 | 42.1592 | -76.8615 | 270.27 | 0 | 0 | 0 | 0 | 0 | 0 | 0 | 0 | 0 | 0 | 0 | FALSE | KELM | 2019-02-21 16:13 | 1 |  | http://www.kohls.com/stores/ny/horseheads-35.shtml | Mercantile (Retail Other Than Malls) | Retail Store |  |  | New York State Electric and Gas |  | G - Hudson Valley
122 | Kohl's #770 Greece | 4100 W Ridge Rd |  | Greece | NY | 14626 | 43.2172 | -77.7375 | 330.99 | 0 | 0 | 0 | 0 | 0 | 0 | 0 | 0 | 0 | 0 | 0 | FALSE | KROC | 2019-02-21 16:13 | 1 |  | http://www.kohls.com/stores/ny/greece-770.shtml | Mercantile (Retail Other Than Malls) | Retail Store |  |  | Rochester Gas and Electric |  | C - Central
123 | Kohl's #1079 Auburn | 1628 Clark St Rd |  | Auburn | NY | 13021 | 42.9249 | -76.6079 | 310.2 | 0 | 0 | 0 | 0 | 0 | 0 | 0 | 0 | 0 | 0 | 0 | FALSE | KSYR | 2019-02-21 16:13 | 1 |  | http://www.kohls.com/stores/ny/auburn-1079.shtml | Mercantile (Retail Other Than Malls) | Retail Store |  |  | New York State Electric and Gas |  | C - Central
124 | Watchtower | 900 Red Mills Rd |  | Walkill | NY | 12589 | 41.6371 | -74.2632 | 742.6 | 0 | 0 | 0 | 0 | 0 | 0 | 0 | 0 | 0 | 0 | 0 | FALSE | KSWF | 2019-02-21 16:14 | 1 |  | http://www.jw.org/en/jehovahs-witnesses/activities/bethel/watchtower-farms-wallkill-new-york/ | Education |  |  |  | Orange and Rockland Utilities |  | G - Hudson Valley
125 | Chelsea Mercantile | 252 7th Ave |  | New York City | NY | 10011 | 40.7453 | -73.9953 | 150 | 1046 | 0 | 0 | 0 | 0 | 0 | 0 | 0 | 0 | 0 | 0 | TRUE | KNYC | 2019-02-21 16:14 | 1 |  | http://www.thechelseamercantile.com/ | Residential | Multifamily |  |  | Consolidated Edison | New York State Electric and Gas | J - New York City
126 | Triform Enterprises | 20 Triform Rd |  | Hudson | NY | 12534 | 42.1649 | -73.737 | 192.27 | 0 | 0 | 0 | 0 | 0 | 0 | 0 | 0 | 0 | 0 | 0 | FALSE | KALB | 2019-02-21 16:14 | 1 |  | http://www.triform.org/ | Public Assembly | Social or Meeting |  |  | National Grid - Upstate NY (Niagara Mohawk) |  | F - Capital
127 | Extra Space Storage Brooklyn | 312 3rd Ave |  | Brooklyn | NY | 11213 | 40.6767 | -73.9873 | 126 | 0 | 0 | 0 | 0 | 0 | 0 | 0 | 0 | 0 | 0 | 0 | FALSE | KJFK | 2019-02-21 16:14 | 1 |  | http://www.extraspace.com/ | Warehouse and Storage |  |  |  | Consolidated Edison |  | J - New York City
129 | Owens Corning | 1277 Feura Bush Rd |  | Bethlehem | NY | 12067 | 42.5862 | -73.8721 | 2700 | 0 | 0 | 0 | 0 | 0 | 0 | 0 | 0 | 0 | 0 | 0 | FALSE | KALB | 2019-02-21 16:14 | 1 |  | http://www.owenscorning.com | Manufacturing |  |  |  | National Grid - Upstate NY (Niagara Mohawk) |  | F - Capital
131 | Jetro Cash and Carry | 100 Oak Point Ave |  | Bronx | NY | 10474 | 40.8084 | -73.8981 | 1556.52 | 0 | 0 | 0 | 0 | 0 | 0 | 0 | 0 | 0 | 0 | 0 | FALSE | KJFK | 2019-02-21 17:39 | 3 |  | http://jetro.com | Mercantile (Retail Other Than Malls) | Retail Store |  |  | Consolidated Edison |  | J - New York City
132 | Stewart's Shop Corporation | 461 Church St |  | Saratoga Springs | NY | 12866 | 43.0905 | -73.8307 | 591.36 | 0 | 0 | 0 | 0 | 0 | 0 | 0 | 0 | 0 | 0 | 0 | FALSE | KSCH | 2019-02-21 16:14 | 1 |  | http://www.stewartsshops.com | Manufacturing |  |  |  | National Grid - Upstate NY (Niagara Mohawk) |  | F - Capital
133 | Stop&Shop Yonkers #0522 | 111 Vredenburg Ave |  | Yonkers | NY | 10704 | 40.9263 | -73.852 | 275.82 | 0 | 0 | 0 | 0 | 0 | 0 | 0 | 0 | 0 | 0 | 0 | FALSE | KLGA | 2019-02-21 16:14 | 1 |  | http://stopandshop.com/ | Food Sales | Grocery Store or Food Market |  |  | Consolidated Edison |  | J - New York City
134 | 2000 Westchester | 2000 Westchester Ave |  | Purchase | NY | 10577 | 41.0168 | -73.7112 | 823.36 | 0 | 0 | 0 | 0 | 0 | 0 | 0 | 0 | 0 | 0 | 0 | FALSE | KHPN | 2019-02-21 16:14 | 1 |  | http://www.morganstanley.com/ | Office | Administrative or Professional Office |  |  | Consolidated Edison |  | I - Dunwoodie
135 | Architectural Grille | 48 2nd Ave |  | Brooklyn | NY | 11215 | 40.6741 | -73.9925 | 312.62 | 0 | 0 | 0 | 0 | 0 | 0 | 0 | 0 | 0 | 0 | 0 | FALSE | KLGA | 2019-02-21 16:14 | 1 |  | http://www.archgrille.com/ | Manufacturing |  |  |  | Consolidated Edison |  | J - New York City
136 | Matt Brewing Company | 811 Edward St |  | Utica | NY | 13502 | 43.1046 | -75.2453 | 400 | 0 | 0 | 0 | 0 | 0 | 0 | 0 | 0 | 0 | 0 | 0 | FALSE | KRDU | 2019-02-21 16:15 | 1 |  | http://www.saranac.com | Manufacturing | Beverage and Tobacco Products |  |  | National Grid - Upstate NY (Niagara Mohawk) | National Grid - Upstate NY (Niagara Mohawk) | E - Mohawk Valley
137 | Sims Metal Management | 472 2nd Ave |  | Brooklyn | NY | 11232 | 40.6606 | -74.0051 | 591.36 | 0 | 0 | 0 | 0 | 0 | 0 | 0 | 0 | 0 | 0 | 0 | FALSE | KLGA | 2019-02-21 16:15 | 1 |  | http://us.simsmm.com/ | Manufacturing | Fabricated Metal Products |  |  | Consolidated Edison |  | J - New York City
138 | Lotte New York Palace Hotel | 455 Madison Ave |  | New York City | NY | 10022 | 40.7581 | -73.9751 | 780 | 3450 | 0 | 0 | 0 | 0 | 0 | 0 | 0 | 0 | 0 | 0 | FALSE | KLGA | 2019-02-21 16:17 | 1 | Palace Hotel, The Palace, The New York Palace, The Helmsley Palace Hotel | http://www.lottenypalace.com | Lodging | Hotel | 22000 |  | Consolidated Edison | Consolidated Edison | J - New York City
139 | Village of Wappingers Falls | 2784 West Main St |  | Wappingers Falls | NY | 12590 | 41.6076 | -73.9186 | 239.54 | 0 | 0 | 0 | 0 | 0 | 0 | 0 | 0 | 0 | 0 | 0 | FALSE | KPOU | 2019-02-21 16:15 | 1 |  | http://www.wappingersfallsny.gov | Office | Government Office |  |  | Central Hudson Gas and Electric |  | G - Hudson Valley
140 | Macy's Furniture | 112 Richmond Hill Rd |  | Staten Island | NY | 10314 | 40.5842 | -74.1651 | 385.52 | 0 | 0 | 0 | 0 | 0 | 0 | 0 | 0 | 0 | 0 | 0 | FALSE | KJFK | 2019-02-21 16:15 | 1 |  |  | Mercantile (Retail Other Than Malls) | Retail Store |  |  | Consolidated Edison |  | J - New York City
141 | Walmart 2405 | 5360 Southwestern Blvd |  | Hamburg | NY | 14075 | 42.7431 | -78.8716 | 494 | 0 | 0 | 0 | 0 | 0 | 0 | 0 | 0 | 0 | 0 | 0 | FALSE | KBUF | 2019-02-21 16:15 | 1 |  | http://www.walmart.com/ | Mercantile (Retail Other Than Malls) | Retail Store |  |  | National Grid - Upstate NY (Niagara Mohawk) |  | A - West
142 | Walmart 2097 | 460 Fairview Ave |  | Hudson | NY | 12534 | 42.2779 | -73.7502 | 393.12 | 0 | 0 | 0 | 0 | 0 | 0 | 0 | 0 | 0 | 0 | 0 | FALSE | KPSF | 2019-02-21 16:15 | 1 |  | http://www.walmart.com/ | Mercantile (Retail Other Than Malls) | Retail Store |  |  | National Grid - Upstate NY (Niagara Mohawk) |  | F - Capital
143 | Walmart 6356 | 56 West Merritt Blvd |  | Fishkill | NY | 12524 | 41.5293 | -73.8998 | 240.24 | 0 | 0 | 0 | 0 | 0 | 0 | 0 | 0 | 0 | 0 | 0 | FALSE | KPOU | 2019-02-21 16:15 | 1 |  | http://www.walmart.com/ | Mercantile (Retail Other Than Malls) | Retail Store |  |  | Central Hudson Gas and Electric |  | G - Hudson Valley
144 | VulCraft of NY | 621 Main St |  | Chemung | NY | 14825 | 42.0071 | -76.6116 | 1600 | 0 | 0 | 0 | 0 | 0 | 0 | 0 | 0 | 0 | 0 | 0 | FALSE | KELM | 2019-02-21 16:15 | 1 |  | http://www.vulcraft.com/ | Manufacturing |  |  |  | New York State Electric and Gas | New York State Electric and Gas | C - Central
145 | Carlisle Construction | 9 Hudson Valley Crossing |  | Montgomery | NY | 12549 | 41.4877 | -74.2455 | 953.57 | 0 | 0 | 0 | 0 | 0 | 0 | 0 | 0 | 0 | 0 | 0 | FALSE | KLGA | 2019-02-21 16:15 | 1 |  | http://www.carlisleconstructionmaterials.com/ | Office | Contractor's Office |  |  | Central Hudson Gas and Electric |  | G - Hudson Valley
146 | Carter, Milchman and Frank, Inc. | 28-10 37th Ave |  | Long Island City | NY | 11101 | 40.7559 | -73.9331 | 96.792 | 0 | 0 | 0 | 0 | 0 | 0 | 0 | 0 | 0 | 0 | 0 | FALSE | KLGA | 2019-02-21 16:15 | 1 |  | http://www.cmftool.com/ | Manufacturing |  |  |  | Consolidated Edison |  | J - New York City
147 | Macy's Main | 100 Richmond Hill Rd |  | Staten Island | NY | 10314 | 40.5872 | -74.1646 | 507.52 | 0 | 0 | 0 | 0 | 0 | 0 | 0 | 0 | 0 | 0 | 0 | FALSE | KJFK | 2019-02-21 16:15 | 1 |  |  | Mercantile (Retail Other Than Malls) | Retail Store |  |  | Consolidated Edison |  | J - New York City
148 | Bard College | 30 Campus Rd |  | Annandale-On-Hudson | NY | 12504 | 42.0204 | -73.91 | 280 | 0 | 0 | 0 | 0 | 0 | 0 | 0 | 0 | 0 | 0 | 0 | FALSE | KRDU | 2019-02-21 16:16 | 1 |  | http://www.bard.edu/ | Education | College or University |  |  | Central Hudson Gas and Electric |  | G - Hudson Valley
149 | Seneca County Law Enforcement Center | 6150 State Rte 96 |  | Romulus | NY | 14541 | 42.721 | -76.825 | 844.8 | 0 | 0 | 0 | 0 | 0 | 0 | 0 | 0 | 0 | 0 | 0 | FALSE | KALB | 2019-02-21 16:16 | 1 |  | http://sheriff.co.seneca.ny.us/directions.php | Public Order and Safety | Police Station |  |  | New York State Electric and Gas |  | C - Central
150 | Kohl's #1411 Hudson | 488 Fairview Ave |  | Hudson | NY | 12534 | 42.2815 | -73.7509 | 299.64 | 0 | 0 | 0 | 0 | 0 | 0 | 0 | 0 | 0 | 0 | 0 | FALSE | KALB | 2019-02-21 16:16 | 1 |  | http://www.kohls.com/stores/ny/hudson-1411.shtml | Mercantile (Retail Other Than Malls) | Retail Store |  |  | National Grid - Upstate NY (Niagara Mohawk) |  | F - Capital
151 | Kohl's #1113 Williamsville | 8500 Transit Rd |  | Williamsville | NY | 14221 | 42.9984 | -78.6981 | 336.6 | 0 | 0 | 0 | 0 | 0 | 0 | 0 | 0 | 0 | 0 | 0 | FALSE | KBUF | 2019-02-21 16:16 | 1 |  | http://www.kohls.com/stores/ny/williamsville-1113.shtml | Mercantile (Retail Other Than Malls) | Retail Store |  |  | National Grid - Upstate NY (Niagara Mohawk) |  | A - West
152 | Kohl's #1306 Buffalo | 2232 Delaware Ave |  | Buffalo | NY | 14216 | 42.9449 | -78.8712 | 364.65 | 0 | 0 | 0 | 0 | 0 | 0 | 0 | 0 | 0 | 0 | 0 | FALSE | KBUF | 2019-02-21 16:16 | 1 |  | http://www.kohls.com/stores/ny/buffalo-1306.shtml | Mercantile (Retail Other Than Malls) | Retail Store |  |  | National Grid - Upstate NY (Niagara Mohawk) |  | A - West
153 | Kohl's #1048 Newburgh | 150 Old Little Britain Rd |  | Newburgh | NY | 12550 | 41.4986 | -74.0667 | 283.36 | 0 | 0 | 0 | 0 | 0 | 0 | 0 | 0 | 0 | 0 | 0 | FALSE | KSWF | 2019-02-21 16:16 | 1 |  | http://www.kohls.com/stores/ny/newburgh-1048.shtml | Mercantile (Retail Other Than Malls) | Retail Store |  |  | Central Hudson Gas and Electric |  | G - Hudson Valley
155 | Walmart 1781 | 819 Bennie Rd |  | Cortland | NY | 13045 | 42.569 | -76.2181 | 539.5 | 0 | 0 | 0 | 0 | 0 | 0 | 0 | 0 | 0 | 0 | 0 | FALSE | KSYR | 2019-02-21 16:16 | 1 |  | http://www.walmart.com/ | Mercantile (Retail Other Than Malls) | Retail Store |  |  | National Grid - Upstate NY (Niagara Mohawk) |  | C - Central
157 | Target Glenville | 204 Saratoga Rd |  | Glenville | NY | 12302 | 42 | -74 | 691.15 | 0 | 0 | 0 | 0 | 0 | 0 | 0 | 0 | 0 | 0 | 0 | FALSE | KSCH | 2019-02-21 16:16 | 1 |  |  | Mercantile (Retail Other Than Malls) | Retail Store |  |  | National Grid - Upstate NY (Niagara Mohawk) |  | F - Capital
158 | Mountain Service Distributors | 40 Lake St |  | South Fallsburg | NY | 12779 | 41.7042 | -74.6444 | 387.5 | 0 | 0 | 0 | 0 | 0 | 0 | 0 | 0 | 0 | 0 | 0 | FALSE | KMSV | 2019-02-21 16:16 | 1 |  | http://www.mtnservice.com | Warehouse and Storage | Distribution or Shipping Center |  |  | New York State Electric and Gas |  | E - Mohawk Valley
159 | Whole Foods - Brooklyn | 214 3rd St |  | Brooklyn | NY | 11215 | 40.675 | -73.9887 | 306.6 | 0 | 0 | 0 | 0 | 0 | 0 | 0 | 0 | 0 | 0 | 0 | FALSE | KLGA | 2019-02-21 16:17 | 1 |  | http://www.wholefoodsmarket.com/stores/brooklyn | Food Sales | Grocery Store or Food Market |  |  | Consolidated Edison |  | J - New York City
160 | Fesko Farm | 1261 East Lake Rd |  | Skaneateles | NY | 13152 | 42.8384 | -76.2961 | 303.05 | 0 | 0 | 0 | 0 | 0 | 0 | 0 | 0 | 0 | 0 | 0 | FALSE | KSYR | 2019-02-21 16:17 | 1 |  | http://fesko.com | Agricultural | Dairy |  |  | New York State Electric and Gas |  | C - Central
161 | Marshall Farms Group | 4148 Galen Rd |  | Clyde | NY | 14433 | 43.1582 | -76.8307 | 650 | 0 | 0 | 0 | 0 | 0 | 0 | 0 | 0 | 0 | 0 | 0 | FALSE | KSYR | 2019-02-21 16:17 | 1 |  | https://marshallbio.com | Agricultural |  |  |  | New York State Electric and Gas |  | B - Genessee
162 | Greenwood Dairy | 1087 NY-310 |  | Canton | NY | 13617 | 44.6689 | -75.1502 | 484 | 0 | 0 | 0 | 0 | 0 | 0 | 0 | 0 | 0 | 0 | 0 | FALSE | KMSS | 2019-02-21 16:17 | 1 |  |  | Agricultural | Dairy |  |  | National Grid - Upstate NY (Niagara Mohawk) | National Grid - Upstate NY (Niagara Mohawk) | E - Mohawk Valley
163 | Target Williamsville | 8290 Transit Rd |  | Williamsville | NY | 14221 | 42.9747 | -78.6951 | 390 | 0 | 0 | 0 | 0 | 0 | 0 | 0 | 0 | 0 | 0 | 0 | FALSE | KBUF | 2019-02-21 16:17 | 1 |  | http://www.target.com/store-locator/store-details/storeNumber=1011 | Mercantile (Retail Other Than Malls) | Retail Store |  |  | National Grid - Upstate NY (Niagara Mohawk) |  | A - West
164 | King Zak Industries | 3 Police Dr |  | Goshen | NY | 10924 | 41.3956 | -74.3474 | 325.3 | 0 | 0 | 0 | 0 | 0 | 0 | 0 | 0 | 0 | 0 | 0 | FALSE | KHFD | 2019-02-21 16:17 | 1 |  | http://www.kingzak.com | Manufacturing | Miscellaneous |  |  | Orange and Rockland Utilities |  | G - Hudson Valley
165 | Nice-Pak Products, Inc | 2 Nice Pak Ln |  | Orangeburg | NY | 10962 | 41.0494 | -73.9414 | 854.75 | 0 | 0 | 0 | 0 | 0 | 0 | 0 | 0 | 0 | 0 | 0 | FALSE | KHPN | 2019-02-21 16:17 | 1 |  | http://www.nicepak.com | Manufacturing | Miscellaneous |  |  | Orange and Rockland Utilities |  | G - Hudson Valley
166 | Manheim Remarketing Inc. - Newburgh #1 | 2000 Dealer Dr |  | Newburgh | NY | 12550 | 41.5167 | -74.0943 | 117 | 0 | 0 | 0 | 0 | 0 | 0 | 0 | 0 | 0 | 0 | 0 | FALSE | KSWF | 2019-02-21 16:17 | 1 |  | http://www.manheim.com/ | Mercantile (Retail Other Than Malls) | Dealership or Showroom for Vehicles or Boats |  |  | Central Hudson Gas and Electric |  | G - Hudson Valley
167 | Manheim Remarketing, Inc. - Clifton Park | 459 NY-146 |  | Clifton Park | NY | 12065 | 42.8647 | -73.7592 | 110.5 | 0 | 0 | 0 | 0 | 0 | 0 | 0 | 0 | 0 | 0 | 0 | FALSE | KSWF | 2019-02-21 16:17 | 1 |  | http://www.manheim.com/ | Mercantile (Retail Other Than Malls) | Dealership or Showroom for Vehicles or Boats |  |  | National Grid - Upstate NY (Niagara Mohawk) |  | F - Capital
168 | Stop&Shop White Plains #0501 | 154 Westchester Ave |  | White Plains | NY | 10604 | 41.0333 | -73.7571 | 250.8 | 0 | 0 | 0 | 0 | 0 | 0 | 0 | 0 | 0 | 0 | 0 | FALSE | KLGA | 2019-02-21 16:17 | 1 |  | http://stopandshop.com/ | Food Sales | Grocery Store or Food Market |  |  | Consolidated Edison |  | I - Dunwoodie
169 | Sunlight Clinton Realty | 744 Clinton St |  | Brooklyn | NY | 11231 | 40.67 | -74.0047 | 220 | 0 | 0 | 0 | 0 | 0 | 0 | 0 | 0 | 0 | 0 | 0 | FALSE | KJFK | 2019-02-21 16:18 | 1 |  |  | Warehouse and Storage | Distribution or Shipping Center |  |  | Consolidated Edison |  | J - New York City
170 | Waldbaum's Supermarket | 1236 Veterans Memorial Hwy |  | Hauppauge | NY | 11788 | 40.814 | -73.193 | 60 | 0 | 0 | 0 | 0 | 0 | 0 | 0 | 0 | 0 | 0 | 0 | TRUE | KISP | 2019-02-21 16:02 | 1 |  | http://www.waldbaums.com | Food Sales | Grocery Store or Food Market |  |  | Long Island Power Authority (PSEG-LI) | National Grid - Long Island (KeySpan East) | K - Long Island
171 | Lawnhurst Farms | 4124 Co Rd 5 |  | Stanley | NY | 14561 | 42.832 | -77.071 | 541 | 0 | 0 | 0 | 0 | 0 | 0 | 0 | 0 | 0 | 0 | 0 | FALSE | KROC | 2019-02-21 16:18 | 1 |  |  | Agricultural | Dairy |  |  | National Grid - Upstate NY (Niagara Mohawk) |  | C - Central
172 | Quality Braid | 6001 31st Ave |  | Woodside | NY | 11377 | 40.7581 | -73.9024 | 240.9 | 0 | 0 | 0 | 0 | 0 | 0 | 0 | 0 | 0 | 0 | 0 | FALSE | KLGA | 2019-02-21 16:18 | 1 |  |  | Warehouse and Storage | Distribution or Shipping Center |  |  | Consolidated Edison | Consolidated Edison | I - Dunwoodie
173 | PriceMaster | 57-07 31st Ave |  | Woodside | NY | 11377 | 40.7578 | -73.9042 | 402.6 | 0 | 0 | 0 | 0 | 0 | 0 | 0 | 0 | 0 | 0 | 0 | FALSE | KLGA | 2019-02-21 16:18 | 1 |  | https://www.pricemaster.com/ | Warehouse and Storage | Distribution or Shipping Center |  |  | Consolidated Edison |  | I - Dunwoodie
174 | Bloomingdales | 175 Bloomingdale Rd |  | White Plains | NY | 10605 | 41.0251 | -73.7559 | 399.6 | 0 | 0 | 0 | 0 | 0 | 0 | 0 | 0 | 0 | 0 | 0 | FALSE | KLGA | 2019-02-21 16:18 | 1 |  | http://www1.bloomingdales.com/ | Mercantile (Retail Other Than Malls) | Retail Store |  |  | Consolidated Edison |  | J - New York City
175 | Manheim Remarketing Inc. - Newburgh #2 | 2000 Dealer Dr |  | Newburgh | NY | 12550 | 41.5167 | -74.0943 | 747.5 | 0 | 0 | 0 | 0 | 0 | 0 | 0 | 0 | 0 | 0 | 0 | FALSE | KSWF | 2019-02-21 16:18 | 1 |  | http://www.manheim.com/ | Mercantile (Retail Other Than Malls) | Dealership or Showroom for Vehicles or Boats |  |  | Central Hudson Gas and Electric |  | G - Hudson Valley
176 | Verizon - Clinton Ave | 547 Clinton Ave |  | Brooklyn | NY | 11238 | 40.6819 | -73.9661 | 400 | 0 | 0 | 0 | 0 | 0 | 0 | 0 | 0 | 0 | 0 | 0 | FALSE | KJFK | 2019-02-21 16:18 | 1 |  | http://www.verizon.com/ | Mercantile (Retail Other Than Malls) | Retail Store |  |  | Consolidated Edison |  | J - New York City
177 | Verizon - Forest Ave | 355 Forest Ave |  | Staten Island | NY | 10301 | 40.6313 | -74.1012 | 400 | 0 | 0 | 0 | 0 | 0 | 0 | 0 | 0 | 0 | 0 | 0 | FALSE | KJFK | 2019-02-21 16:18 | 1 |  | http://www.verizon.com/ | Mercantile (Retail Other Than Malls) | Retail Store |  |  | Consolidated Edison |  | J - New York City
178 | Verizon - Jamaica | 89-63 163 St |  | Jamaica | NY | 11432 | 40.7055 | -73.797 | 800 | 0 | 0 | 0 | 0 | 0 | 0 | 0 | 0 | 0 | 0 | 0 | FALSE | KJFK | 2019-02-21 16:18 | 1 |  | http://www.verizon.com/ | Mercantile (Retail Other Than Malls) | Retail Store |  |  | Consolidated Edison |  | J - New York City
179 | Verizon - Meserole St | 55 Meserole St |  | Brooklyn | NY | 11206 | 40.7081 | -73.9481 | 800 | 0 | 0 | 0 | 0 | 0 | 0 | 0 | 0 | 0 | 0 | 0 | FALSE | KJFK | 2019-02-21 16:18 | 1 |  | http://www.verizon.com/ | Mercantile (Retail Other Than Malls) | Retail Store |  |  | Consolidated Edison |  | J - New York City
180 | Verizon - Rockaway Ave | 739 Rockaway Ave |  | Brooklyn | NY | 11233 | 40.6616 | -73.9084 | 400 | 0 | 0 | 0 | 0 | 0 | 0 | 0 | 0 | 0 | 0 | 0 | FALSE | KJFK | 2019-02-21 16:19 | 1 |  | http://www.verizon.com/ | Mercantile (Retail Other Than Malls) | Retail Store |  |  | Consolidated Edison |  | J - New York City
181 | Arrow Linen | 467 Prospect Ave |  | Brooklyn | NY | 11215 | 40.66 | -73.984 | 300 | 0 | 0 | 0 | 0 | 0 | 0 | 0 | 0 | 0 | 0 | 0 | TRUE | KJFK | 2019-02-21 16:02 | 1 |  | http://www.arrowlinen.com | Service | Dry Cleaner or Laundromat |  |  | Consolidated Edison | National Grid - Long Island (KeySpan East) | J - New York City
182 | Ovation In-Store | 57-13 49th Pl |  | Maspeth | NY | 11378 | 40.7182 | -73.9197 | 300 | 0 | 0 | 0 | 0 | 0 | 0 | 0 | 0 | 0 | 0 | 0 | FALSE | KLGA | 2019-02-21 16:19 | 1 |  | http://www.ovationadvantage.com/ | Office | Administrative or Professional Office |  |  | Consolidated Edison |  | K - Long Island
183 | LADS Avenue Associates, LLC | 960 Alabama Ave |  | Brooklyn | NY | 11207 | 40.6537 | -73.8907 | 341.33 | 0 | 0 | 0 | 0 | 0 | 0 | 0 | 0 | 0 | 0 | 0 | FALSE | KJFK | 2019-02-21 16:19 | 1 |  |  | Office | Administrative or Professional Office |  |  | Consolidated Edison |  | J - New York City
184 | Urban Horizons Building | 50 East 168th St |  | Bronx | NY | 10452 | 40.8364 | -73.9191 | 65 | 408 | 0 | 0 | 0 | 0 | 0 | 0 | 0 | 0 | 0 | 0 | TRUE | KNYC | 2019-02-21 16:19 | 1 |  | http://www.whedco.org/Green-Homes/Urban-Horizons/ | Residential | Multifamily | 195000 |  | Consolidated Edison |  | H - Millwood
185 | Wegmans Markets Office Building | 100 Wegmans Market St |  | Rochester | NY | 14624 | 43.124 | -77.6959 | 536.25 | 0 | 0 | 0 | 0 | 0 | 0 | 0 | 0 | 0 | 0 | 0 | FALSE | KROC | 2019-02-21 16:19 | 1 |  | http://www.wegmans.com/ | Office | Administrative or Professional Office |  |  | Rochester Gas and Electric | Rochester Gas and Electric | B - Genessee
186 | Manhattan Beer Distributor | 967 E 149th St |  | Bronx | NY | 10455 | 40.8097 | -73.903 | 1059.3 | 0 | 0 | 0 | 0 | 0 | 0 | 0 | 0 | 0 | 0 | 0 | FALSE | KLGA | 2019-02-21 16:19 | 1 |  | http://www.manhattanbeer.com/ | Warehouse and Storage | Distribution or Shipping Center |  |  | Consolidated Edison | Consolidated Edison | J - New York City
187 | Extra Space Storage Bronx | 2875 Edson Ave |  | Bronx | NY | 10018 | 40.8694 | -73.8342 | 189 | 0 | 0 | 0 | 0 | 0 | 0 | 0 | 0 | 0 | 0 | 0 | FALSE | KJFK | 2019-02-21 16:19 | 1 |  | http://www.extraspace.com/Storage/Facilities/US/New_York/Bronx/300149/Facility.aspx | Warehouse and Storage |  |  |  | Consolidated Edison |  | J - New York City
188 | Cinemark Site #202 | 2291 Buffalo Rd |  | Rochester | NY | 14624 | 43.1429 | -77.7138 | 312.13 | 0 | 0 | 0 | 0 | 0 | 0 | 0 | 0 | 0 | 0 | 0 | FALSE | KROC | 2019-02-21 16:19 | 1 |  |  | Public Assembly | Entertainment or Culture |  |  | Rochester Gas and Electric |  | B - Genessee
189 | Skidmore College | 100 Denton Rd |  | Greenfield | NY | 12833 | 43.0919 | -73.8167 | 2085 | 0 | 0 | 0 | 0 | 0 | 0 | 0 | 0 | 0 | 0 | 0 | FALSE | KALB | 2019-02-21 16:19 | 1 |  | http://www.skidmore.edu/ | Education | College or University |  |  | National Grid - Upstate NY (Niagara Mohawk) |  | F - Capital
190 | Cornell Snyder Road Solar Farm | 800 Snyder Rd |  | Ithaca | NY | 14850 | 42.4125 | -76.4063 | 2067.29 | 0 | 0 | 0 | 0 | 0 | 0 | 0 | 0 | 0 | 0 | 0 | FALSE | KITH | 2019-02-21 16:19 | 1 | New York State Agricultural Experiment Station (NYSAES) | http://www.cornell.edu/ | Offsite Resource | Solar Farm |  |  | New York State Electric and Gas |  | C - Central
191 | Anheuser Busch - Bronx | 500 Food Center |  | Bronx | NY | 10474 | 40.8056 | -73.8705 | 711.37 | 0 | 0 | 0 | 0 | 0 | 0 | 0 | 0 | 0 | 0 | 0 | FALSE | KLGA | 2019-02-21 16:19 | 1 |  | http://anheuser-busch.com/ | Warehouse and Storage | Distribution or Shipping Center |  |  | Consolidated Edison |  | J - New York City
192 | The Park Ten | 10 West 66th St |  | New York | NY | 10023 | 40.722 | -73.979 | 70 | 0 | 0 | 0 | 0 | 0 | 0 | 0 | 0 | 0 | 0 | 0 | TRUE | KJFK | 2019-02-21 16:03 | 1 | 10 West 66th Street Corp |  | Residential | Multifamily |  |  | Consolidated Edison | Consolidated Edison | J - New York City
193 | Spruce Haven | 5004 White Rd |  | Union Springs | NY | 13160 | 42.8609 | -76.6078 | 520 | 0 | 0 | 0 | 0 | 0 | 0 | 0 | 0 | 0 | 0 | 0 | FALSE | KSYR | 2019-02-21 16:20 | 1 |  | http://www.sprucehavenfarmllc.com/ | Agricultural | Dairy |  |  | New York State Electric and Gas | New York State Electric and Gas | C - Central
194 | Clarkson Solar | 309 NY-11B |  | Potsdam | NY | 13676 | 44.67 | -74.9471 | 2311.2 | 0 | 0 | 0 | 0 | 0 | 0 | 0 | 0 | 0 | 0 | 0 | FALSE | KMSS | 2019-02-21 16:20 | 1 |  | http://www.clarkson.edu/ | Education | College or University |  |  | National Grid - Upstate NY (Niagara Mohawk) |  | E - Mohawk Valley
195 | Bausch & Lomb | 1400 Goodman St N |  | Rochester | NY | 14609 | 43.18 | -77.572 | 1100.1 | 0 | 0 | 0 | 0 | 0 | 0 | 0 | 0 | 0 | 0 | 0 | FALSE | KROC | 2019-02-21 16:20 | 1 |  | http://www.bausch.com/ | Manufacturing |  |  |  | Rochester Gas and Electric |  | B - Genessee
197 | Fed Ex Ground | 29-01 Borden Ave |  | Queens | NY | 11101 | 40.7394 | -73.94 | 930.875 | 0 | 0 | 0 | 0 | 0 | 0 | 0 | 0 | 0 | 0 | 0 | FALSE | KJFK | 2019-02-21 17:39 | 3 |  | http://www.fedex.com/us/ | Service | Post Office or Postal Center |  |  | Consolidated Edison |  | J - New York City
198 | A.A. Dairy | 56 Foote Crossing |  | Candor | NY | 13743 | 42.237 | -76.391 | 130 | 0 | 0 | 0 | 0 | 0 | 0 | 0 | 0 | 0 | 0 | 0 | TRUE | KITH | 2019-02-21 16:04 | 1 |  |  | Agricultural | Dairy |  |  | New York State Electric and Gas | New York State Electric and Gas | C - Central
199 | Macy's Albany | 200 Colonie Ctr |  | Albany | NY | 12205 | 42.7114 | -73.8146 | 744.345 | 0 | 0 | 0 | 0 | 0 | 0 | 0 | 0 | 0 | 0 | 0 | FALSE | KALB | 2019-02-21 16:20 | 1 |  | http://www1.macys.com/ | Mercantile (Retail Other Than Malls) | Retail Store |  |  | National Grid - Upstate NY (Niagara Mohawk) |  | F - Capital
200 | Macy's Cheektowaga | 2000 Walden Ave |  | Cheektowaga | NY | 14225 | 42.9113 | -78.7634 | 385.56 | 0 | 0 | 0 | 0 | 0 | 0 | 0 | 0 | 0 | 0 | 0 | FALSE | KBUF | 2019-02-21 16:20 | 1 |  | http://www1.macys.com/ | Mercantile (Retail Other Than Malls) | Retail Store |  |  | National Grid - Upstate NY (Niagara Mohawk) |  | A - West
201 | Macy's McKinley | 3701 McKinley Pkwy |  | Blasdell | NY | 14219 | 42.7857 | -78.808 | 492.66 | 0 | 0 | 0 | 0 | 0 | 0 | 0 | 0 | 0 | 0 | 0 | FALSE | KBUF | 2019-02-21 16:20 | 1 |  | http://www1.macys.com/ | Mercantile (Retail Other Than Malls) | Retail Store |  |  | New York State Electric and Gas |  | A - West
202 | Macy's Middletown | 1 Galleria Dr |  | Middletown | NY | 10941 | 41.4538 | -74.3684 | 524.79 | 0 | 0 | 0 | 0 | 0 | 0 | 0 | 0 | 0 | 0 | 0 | FALSE | KSWF | 2019-02-21 16:20 | 1 |  | http://www1.macys.com/ | Mercantile (Retail Other Than Malls) | Retail Store |  |  | Orange and Rockland Utilities |  | G - Hudson Valley
203 | Macy's Poughkeepsie | 2001 South Rd |  | Poughkeepsie | NY | 12601 | 41.6244 | -73.9205 | 455.175 | 0 | 0 | 0 | 0 | 0 | 0 | 0 | 0 | 0 | 0 | 0 | FALSE | KSWF | 2019-02-21 16:20 | 1 |  | http://www1.macys.com/ | Mercantile (Retail Other Than Malls) | Retail Store |  |  | Central Hudson Gas and Electric |  | G - Hudson Valley
204 | Carl Zeiss | 1 Zeiss Drive |  | Thornwood | NY | 10594 | 41.1104 | -73.77 | 530.07 | 0 | 0 | 0 | 0 | 0 | 0 | 0 | 0 | 0 | 0 | 0 | FALSE | KLGA | 2019-02-21 16:22 | 1 |  | http://www.zeiss.com/corporate/en_us/home.html | Manufacturing |  |  |  | Consolidated Edison |  | I - Dunwoodie
205 | Morgan Stanley - Purchase | 2000 Westchester Ave |  | Purchase | NY | 10577 | 41.0254 | -73.7142 | 262.5 | 0 | 0 | 0 | 0 | 1586.5 | 9000 | 9519 | 0 | 0 | 0 | 0 | FALSE | KHPN | 2019-04-04 17:56 | 1 |  | https://www.morganstanleybranch.com/purchase/ | Office | Administrative or Professional Office | 750000 |  | Consolidated Edison | Consolidated Edison | I - Dunwoodie
207 | Town of Williamson Landfill Solar Project | 6742 Pound Rd |  | Williamson | NY | 14589 | 43.2444 | -77.1748 | 1506.7 | 0 | 0 | 0 | 0 | 0 | 0 | 0 | 0 | 0 | 0 | 0 | FALSE | KROC | 2019-02-21 16:20 | 1 |  | http://www.town.williamson.ny.us/ | Utilities Water and Waste Management | Landfill |  |  | Rochester Gas and Electric |  | B - Genessee
208 | 8 Rewe St LLC - Marjam | 8 Rewe St |  | Brooklyn | NY | 11211 | 40.7155 | -73.9321 | 99 | 0 | 0 | 0 | 0 | 0 | 0 | 0 | 0 | 0 | 0 | 0 | FALSE | KLGA | 2019-02-21 16:21 | 1 |  | http://www.marjam.com/ | Warehouse and Storage | Distribution or Shipping Center |  |  | Consolidated Edison |  | J - New York City
209 | Modern Landfill | 4746 Model City Rd |  | Model City | NY | 14107 | 43.185 | -78.984 | 5600 | 0 | 0 | 0 | 0 | 0 | 0 | 0 | 0 | 0 | 0 | 0 | TRUE | KIAG | 2019-02-21 16:02 | 1 |  | http://www.moderncorporation.com/commercial/landfill | Utilities Water and Waste Management | Landfill |  |  | National Grid - Upstate NY (Niagara Mohawk) |  | A - West
210 | 16 Rewe St LLC - Marjam | 16 Rewe St |  | Brooklyn | NY | 11211 | 40.7158 | -73.9308 | 125.4 | 0 | 0 | 0 | 0 | 0 | 0 | 0 | 0 | 0 | 0 | 0 | FALSE | KLGA | 2019-02-21 16:21 | 1 |  | http://www.marjam.com/ | Warehouse and Storage | Distribution or Shipping Center |  |  | Consolidated Edison |  | J - New York City
211 | A&I Realty Corp - Marjam | 20 Rewe St |  | Brooklyn | NY | 11211 | 40.7162 | -73.9302 | 115.5 | 0 | 0 | 0 | 0 | 0 | 0 | 0 | 0 | 0 | 0 | 0 | FALSE | KLGA | 2019-02-21 16:21 | 1 |  | http://www.marjam.com/ | Warehouse and Storage | Distribution or Shipping Center |  |  | Consolidated Edison |  | J - New York City
212 | St Joseph's Hospital | 301 Prospect Ave |  | Syracuse | NY | 13203 | 43.056 | -76.1495 | 4600 | 76911 | 0 | 0 | 0 | 0 | 0 | 0 | 0 | 0 | 0 | 0 | TRUE | KSYR | 2019-02-21 16:21 | 1 |  | http://www.sjhsyr.org/ | Health Care (Inpatient) | Hospital |  |  | National Grid - Upstate NY (Niagara Mohawk) | National Grid - Upstate NY (Niagara Mohawk) | C - Central
214 | Terrace Gardens 1 | 195 Steuben St |  | Staten Island | NY | 10069 | 40.6092 | -74.0827 | 100 | 700 | 0 | 0 | 0 | 0 | 0 | 0 | 0 | 0 | 0 | 0 | TRUE | KJFK | 2019-02-21 17:39 | 2 |  | http://www.arkercompanies.com/ | Residential | Multifamily |  |  | Consolidated Edison | Consolidated Edison | J - New York City
215 | Birchwood Towers - The Toledo | 102-10 66th Rd |  | Forest Hills | NY | 11375 | 40.7284 | -73.8508 | 75 | 523 | 0 | 0 | 0 | 0 | 0 | 0 | 0 | 0 | 0 | 0 | TRUE | KNYC | 2019-02-21 16:22 | 1 |  | http://www.birchwoodtowers.com/ | Residential | Multifamily |  |  | Consolidated Edison | National Grid - NYC (Brooklyn Union) | J - New York City
217 | YKY Ossining | 340 Illington Rd |  | Ossining | NY | 10562 | 41.2218 | -73.8177 | 383.47 | 0 | 0 | 0 | 0 | 0 | 0 | 0 | 0 | 0 | 0 | 0 | FALSE | KLGA | 2019-02-21 16:22 | 1 |  |  | Education |  |  |  | Consolidated Edison |  | H - Millwood
223 | Diamond Saw Mill | 444 Saw Mill River Rd |  | Elmsford | NY | 10523 | 41.0701 | -73.8152 | 389.13 | 0 | 0 | 0 | 0 | 0 | 0 | 0 | 0 | 0 | 0 | 0 | FALSE | KHPN | 2019-02-21 17:40 | 7 |  | http://www.diamondproperties.com/new-york/item/100-444-saw-mill-river-road | Manufacturing | Wood Products |  |  | Consolidated Edison | Consolidated Edison | I - Dunwoodie
224 | Diamond Virginia: 75 Virginia | 75 Virginia Rd |  | North White Plains | NY | 10603 | 41.0653 | -73.7764 | 248.625 | 0 | 0 | 0 | 0 | 0 | 0 | 0 | 0 | 0 | 0 | 0 | FALSE | KHPN | 2019-02-21 16:22 | 1 |  | http://www.diamondproperties.com/new-york/item/104-75-virginia-road | Office |  |  |  | Central Hudson Gas and Electric | Consolidated Edison | G - Hudson Valley
225 | Pearlgreen | 30 Pine St |  | New Rochelle | NY | 10801 | 40.9069 | -73.7885 | 416.1 | 0 | 0 | 0 | 0 | 0 | 0 | 0 | 0 | 0 | 0 | 0 | FALSE | KHPN | 2019-02-21 16:22 | 1 |  | http://www.pearlgreen.com/ | Mercantile (Retail Other Than Malls) | Retail Store |  |  | Consolidated Edison | Consolidated Edison | I - Dunwoodie
226 | Millennium Broadway | 145 West 44th St |  | New York | NY | 10036 | 40.7571 | -73.9849 | 750 | 3746.4 | 0 | 0 | 0 | 0 | 0 | 0 | 0 | 0 | 0 | 0 | FALSE | KNYC | 2019-02-21 16:29 | 1 |  | http://www.millenniumhotels.com/usa/millenniumbroadwaynewyork/ | Lodging | Hotel |  |  | Consolidated Edison | Consolidated Edison | J - New York City
227 | Clarkstown Landfill | 145 New York 303 |  | West Nyack | NY | 10994 | 41.089 | -73.9492 | 2316.78 | 0 | 0 | 0 | 0 | 0 | 0 | 0 | 0 | 0 | 0 | 0 | FALSE | KLGA | 2019-02-21 16:22 | 1 |  |  | Utilities Water and Waste Management | Landfill |  |  | Orange and Rockland Utilities | Orange and Rockland Utilities | G - Hudson Valley
228 | Tuck It Away 136 | 846 E 136th St |  | Bronx | NY | 10454 | 40.8023 | -73.9108 | 375.76 | 0 | 0 | 0 | 0 | 0 | 0 | 0 | 0 | 0 | 0 | 0 | FALSE | KLGA | 2019-02-21 16:22 | 1 |  | http://www.tuckitaway.com/self_storage/Bronx_NY/zip_10454/tuckitaway-self-storage/9028 | Warehouse and Storage |  |  |  | Consolidated Edison | Consolidated Edison | J - New York City
229 | PatterSUN Landfill | 271 Cornwall Hill Rd |  | Patterson | NY | 12563 | 41.4949 | -73.6084 | 942.4 | 0 | 0 | 0 | 0 | 0 | 0 | 0 | 0 | 0 | 0 | 0 | FALSE | KLGA | 2019-02-21 16:22 | 1 |  |  | Utilities Water and Waste Management | Landfill |  |  | New York State Electric and Gas |  | G - Hudson Valley
230 | Extra Space Storage Mt. Vernon #1 - 30 N West | 30 N West St |  | Mount Vernon | NY | 10550 | 40.909 | -73.8487 | 79.56 | 0 | 0 | 0 | 0 | 0 | 0 | 0 | 0 | 0 | 0 | 0 | FALSE | KLGA | 2019-02-21 16:23 | 1 |  | http://www.extraspace.com/Storage/Facilities/US/New_York/Mt_Vernon/501709/Facility.aspx | Warehouse and Storage |  |  |  | Consolidated Edison |  | I - Dunwoodie
231 | Oakwood Health Care Center | 200 Bassett Rd |  | Williamsville | NY | 14221 | 42.997 | -78.731 | 600 | 0 | 0 | 0 | 0 | 0 | 0 | 0 | 0 | 0 | 0 | 0 | TRUE | KBUF | 2019-02-21 17:30 | 2 | Elderwood at Williamsville | http://www.elderwood.com/locations/oakwood.php | Lodging | Nursing Home, Assisted Living, or Other Residential Care |  |  | National Grid - Upstate NY (Niagara Mohawk) | National Grid - Upstate NY (Niagara Mohawk) | A - West
232 | Macy's Eastview | 7979 Victor-Pittsford Rd |  | Victor | NY | 14564 | 43.03 | -77.4439 | 487.31 | 0 | 0 | 0 | 0 | 0 | 0 | 0 | 0 | 0 | 0 | 0 | FALSE | KROC | 2019-02-21 16:23 | 1 |  | http://www1.macys.com/ | Mercantile (Retail Other Than Malls) | Retail Store |  |  | New York State Electric and Gas |  | B - Genessee
233 | American Specialties | 441 Saw Mill River Rd |  | Yonkers | NY | 10701 | 40.9518 | -73.8762 | 783.125 | 0 | 0 | 0 | 0 | 0 | 0 | 0 | 0 | 0 | 0 | 0 | FALSE | KLGA | 2019-02-21 16:23 | 1 |  | http://www.americanspecialties.com/ | Manufacturing |  |  |  | Consolidated Edison | Consolidated Edison | I - Dunwoodie
234 | Extra Space Storage Mt. Vernon #2 - Macquesten | 102 N MacQuesten Pkwy |  | Mount Vernon | NY | 10550 | 40.9152 | -73.8472 | 106.08 | 0 | 0 | 0 | 0 | 0 | 0 | 0 | 0 | 0 | 0 | 0 | FALSE | KLGA | 2019-02-21 16:23 | 1 |  | http://www.extraspace.com/Storage/Facilities/US/New_York/Mt_Vernon/300110/Facility.aspx | Warehouse and Storage |  |  |  | Consolidated Edison |  | I - Dunwoodie
235 | Birchwood Towers - The Kyoto | 102-30 66th Rd |  | Forest Hills | NY | 11375 | 40.7286 | -73.8503 | 75 | 523 | 0 | 0 | 0 | 0 | 0 | 0 | 0 | 0 | 0 | 0 | TRUE | KNYC | 2019-02-21 16:23 | 1 |  | http://www.birchwoodtowers.com/ | Residential | Multifamily |  |  | Consolidated Edison | National Grid - NYC (Brooklyn Union) | J - New York City
236 | Church at the Gateway | 200 Boscombe Ave |  | Staten Island | NY | 10309 | 40.523 | -74.2309 | 386.1 | 0 | 0 | 0 | 0 | 0 | 0 | 0 | 0 | 0 | 0 | 0 | FALSE | KLGA | 2019-02-21 16:23 | 1 |  | http://www.churchatthegateway.org/ | Religious Worship | Religious Worship |  |  | Consolidated Edison |  | J - New York City
237 | DHL | 501 10th Ave |  | New York | NY | 10018 | 40.7576 | -73.9974 | 800 | 4050 | 0 | 0 | 0 | 0 | 0 | 0 | 0 | 0 | 0 | 0 | TRUE | KJFK | 2019-02-21 16:23 | 1 |  | http://www.dhl-usa.com | Service | Post Office or Postal Center | 204600 |  | Consolidated Edison | Consolidated Edison | J - New York City
238 | Brevoort East | 20 East 9th St |  | New York | NY | 10003 | 40.7321 | -73.9949 | 300 | 2100 | 0 | 0 | 0 | 0 | 0 | 0 | 0 | 0 | 0 | 0 | TRUE | KLGA | 2019-02-21 16:23 | 1 |  | http://www.20east9.com/v2/ | Residential | Multifamily |  |  | Consolidated Edison | Consolidated Edison | J - New York City
239 | Houghton College | 1 Willard Ave |  | Houghton | NY | 14744 | 42.4267 | -78.1568 | 2613 | 0 | 0 | 0 | 0 | 0 | 0 | 0 | 0 | 0 | 0 | 0 | FALSE | KBUF | 2019-02-21 16:23 | 1 |  | http://www.houghton.edu/news-media/recent-news/renewable-energy-forerunner-houghton-college-installs | Education | College or University |  |  | Rochester Gas and Electric |  | B - Genessee
240 | LOFT - Market St | 194 Market St |  | Yonkers | NY | 10710 | 40.9634 | -73.8562 | 68 | 0 | 0 | 0 | 0 | 0 | 0 | 0 | 0 | 0 | 0 | 0 | FALSE | KLGA | 2019-02-21 16:21 | 1 |  |  | Mercantile (Retail Other Than Malls) | Retail Store |  |  | Consolidated Edison |  | J - New York City
241 | FNY Partners - 193 Market St | 193 Market St |  | Yonkers | NY | 10710 | 40.9634 | -73.8562 | 123 | 0 | 0 | 0 | 0 | 0 | 0 | 0 | 0 | 0 | 0 | 0 | FALSE | KLGA | 2019-02-21 16:21 | 1 |  |  | Mercantile (Retail Other Than Malls) | Retail Store |  |  | Consolidated Edison |  | J - New York City
242 | Wyoming County Community Hospital | 400 N Main St |  | Warsaw | NY | 14569 | 42.756 | -78.131 | 560 | 0 | 0 | 0 | 0 | 0 | 0 | 0 | 0 | 0 | 0 | 0 | TRUE | KBUF | 2019-02-21 16:03 | 1 |  | http://www.wcchs.net/ | Health Care (Inpatient) | Hospital |  |  | National Grid - Upstate NY (Niagara Mohawk) | National Grid - Upstate NY (Niagara Mohawk) | A - West
243 | FNY Partners - 74 Market St | 74 Market St |  | Yonkers | NY | 10710 | 40.9629 | -73.856 | 99 | 0 | 0 | 0 | 0 | 0 | 0 | 0 | 0 | 0 | 0 | 0 | FALSE | KLGA | 2019-02-21 16:21 | 1 |  |  | Mercantile (Retail Other Than Malls) | Retail Store |  |  | Consolidated Edison |  | J - New York City
244 | 22 Market Street | 22 Market St |  | Yonkers | NY | 10710 | 40.9654 | -73.8567 | 225 | 0 | 0 | 0 | 0 | 0 | 0 | 0 | 0 | 0 | 0 | 0 | FALSE | KLGA | 2019-02-21 16:21 | 1 |  |  | Mercantile (Retail Other Than Malls) | Retail Store |  |  | Consolidated Edison |  | J - New York City
245 | Bates Troy Healthcare Linen Services | 151 Laurel Ave |  | Binghamton | NY | 13905 | 42.1029 | -75.932 | 400 | 0 | 0 | 0 | 0 | 0 | 0 | 0 | 0 | 0 | 0 | 0 | TRUE | KNYC | 2019-02-21 16:23 | 1 |  | http://batestroy.com/ | Service | Dry Cleaner or Laundromat | 53000 |  | New York State Electric and Gas | New York State Electric and Gas | C - Central
246 | SUNY Cortland College | 40 Graham Ave |  | Cortland | NY | 13045 | 42.5987 | -76.2113 | 1063.18 | 0 | 0 | 0 | 0 | 0 | 0 | 0 | 0 | 0 | 0 | 0 | FALSE | KITH | 2019-02-21 16:23 | 1 |  | http://www2.cortland.edu/home/ | Education | College or University |  |  | National Grid - Upstate NY (Niagara Mohawk) | National Grid - Upstate NY (Niagara Mohawk) | C - Central
247 | Millbrook School | 131 Millbrook School Rd |  | Millbrook | NY | 12545 | 41.7994 | -73.6949 | 1730.14 | 0 | 0 | 0 | 0 | 0 | 0 | 0 | 0 | 0 | 0 | 0 | FALSE | KPOU | 2019-02-21 16:24 | 1 |  | http://www.millbrook.org/page | Education |  |  |  | Central Hudson Gas and Electric | Central Hudson Gas and Electric | G - Hudson Valley
248 | FXG #100 (FedEx Ground Packing System, Inc.) | 300 Maspeth Ave |  | Brooklyn | NY | 11211 | 40.7178 | -73.9322 | 486.78 | 0 | 0 | 0 | 0 | 0 | 0 | 0 | 0 | 0 | 0 | 0 | FALSE | KLGA | 2019-02-21 16:24 | 1 |  | http://www.fedex.com/us/ | Service | Post Office or Postal Center |  |  | Consolidated Edison |  | J - New York City
250 | The Bay Club: Tower 1 | 1 Bay Club Drive |  | Bayside | NY | 11360 | 40.778 | -73.7819 | 75 | 523 | 0 | 0 | 0 | 0 | 0 | 0 | 0 | 0 | 0 | 0 | TRUE | KNYC | 2019-02-21 17:40 | 2 |  | http://www.bayclub.net/default.php | Residential | Multifamily |  |  | Consolidated Edison | Consolidated Edison | J - New York City
257 | Mt. Kisco | 333 North Bedford Rd |  | Mount Kisco | NY | 10549 | 41.2201 | -73.7193 | 1938.51 | 0 | 0 | 0 | 0 | 0 | 0 | 0 | 0 | 0 | 0 | 0 | FALSE | KLGA | 2019-02-21 17:42 | 11 |  | http://www.diamondproperties.com/new-york/item/102-333-north-bedford-road | Warehouse and Storage |  |  |  | Consolidated Edison | Consolidated Edison | J - New York City
258 | Cummins Jamestown Engine Plant | 4720 Baker St |  | Lakewood | NY | 14750 | 42.0818 | -79.3612 | 2002 | 0 | 0 | 0 | 0 | 0 | 0 | 0 | 0 | 0 | 0 | 0 | FALSE | KERI | 2019-02-21 16:24 | 1 |  | http://www.cummins.com/ | Manufacturing | Transportation Equipment |  |  | National Grid - Upstate NY (Niagara Mohawk) |  | A - West
259 | Roosevelt Landings | 552 Main St |  | New York | NY | 10044 | 40.762 | -73.9496 | 300 | 2100 | 0 | 0 | 0 | 0 | 0 | 0 | 0 | 0 | 0 | 0 | FALSE | KNYC | 2019-02-21 16:24 | 1 |  | http://www.rooseveltlandings.com | Residential | Multifamily |  |  | Consolidated Edison | Consolidated Edison | J - New York City
260 | Sullivan Community College | 112 College Rd |  | Loch Sheldrake | NY | 12759 | 41.7615 | -74.6576 | 2152.08 | 0 | 0 | 0 | 0 | 0 | 0 | 0 | 0 | 0 | 0 | 0 | FALSE | KPOU | 2019-02-21 16:24 | 1 |  | http://www.sunysullivan.edu/ | Education | College or University |  |  | New York State Electric and Gas |  | E - Mohawk Valley
261 | Staten Island Ferry Maintenance Building | 1 Bay St |  | Staten Island | NY | 10301 | 40.6435 | -74.073 | 221 | 0 | 0 | 0 | 0 | 0 | 0 | 0 | 0 | 0 | 0 | 0 | FALSE | KEWR | 2019-02-21 16:25 | 1 |  | http://www.siferry.com/ | Public Assembly | Transportation Terminal |  |  | Consolidated Edison |  | J - New York City
262 | Tompkins Cortland Community College | 170 North St, PO Box 139 |  | Dryden | NY | 13053 | 42.5021 | -76.2877 | 2602.8 | 0 | 0 | 0 | 0 | 0 | 0 | 0 | 0 | 0 | 0 | 0 | FALSE | KITH | 2019-02-21 16:25 | 1 |  | http://www.tc3.edu/ | Education | College or University |  |  | New York State Electric and Gas |  | C - Central
263 | Porter Center Rd. | 4671 Porter Center Rd |  | Lewiston | NY | 14092 | 43.188 | -78.968 | 5 | 0 | 0 | 0 | 0 | 0 | 0 | 0 | 0 | 0 | 0 | 0 | TRUE | KIAG | 2019-02-21 16:03 | 1 |  | http://www.nationalfuelgas.com | Residential | Single-family detached |  |  | National Grid - Upstate NY (Niagara Mohawk) | National Fuel Gas Distribution | A - West
264 | Rochester Institute of Technology (RIT) | 1 Lomb Memorial Dr |  | Rochester | NY | 14623 | 43.0846 | -77.6746 | 4734.85 | 0 | 0 | 0 | 0 | 0 | 0 | 0 | 0 | 0 | 0 | 0 | FALSE | KROC | 2019-02-21 17:39 | 4 |  | http://www.rit.edu/ | Education | College or University |  |  | Rochester Gas and Electric | Rochester Gas and Electric | B - Genessee
265 | Onondaga County - Oak Orchard Lagoons | Oak Orchard Rd |  | Clay | NY | 13041 | 43.1991 | -76.2093 | 355.63 | 0 | 0 | 0 | 0 | 0 | 0 | 0 | 0 | 0 | 0 | 0 | FALSE | KSYR | 2019-02-21 16:25 | 1 |  | http://www.ongov.net/wep/we1906.html | Utilities Water and Waste Management | Wastewater Treatment Plant |  |  | National Grid - Upstate NY (Niagara Mohawk) |  | C - Central
266 | Madison House | 70 Ferris Ave |  | White Plains | NY | 10603 | 41.0378 | -73.7745 | 75 | 523 | 0 | 0 | 0 | 0 | 0 | 0 | 0 | 0 | 0 | 0 | TRUE | KNYC | 2019-02-21 16:26 | 1 |  |  | Residential | Multifamily |  |  | Consolidated Edison | Consolidated Edison | I - Dunwoodie
267 | Diamond-Broadway-0051 | 50 Broadway |  | Hawthorne | NY | 10532 | 41.108 | -73.7972 | 129.285 | 0 | 0 | 0 | 0 | 0 | 0 | 0 | 0 | 0 | 0 | 0 | FALSE | KLGA | 2019-02-21 16:25 | 1 |  |  | Office |  |  |  | Consolidated Edison |  | I - Dunwoodie
268 | The Strand Condominium | 500 West 43rd St |  | New York | NY | 10036 | 40.7603 | -73.9956 | 100 | 700 | 0 | 0 | 0 | 0 | 0 | 0 | 0 | 0 | 0 | 0 | TRUE | KNYC | 2019-02-21 16:25 | 1 |  |  | Residential | Multifamily |  | 311 | Consolidated Edison | Consolidated Edison | J - New York City
269 | Ithaca WWTP | 525 Third St |  | Ithaca | NY | 14850 | 42.4498 | -76.506 | 260 | 1000 | 0 | 0 | 0 | 0 | 0 | 0 | 0 | 0 | 0 | 0 | FALSE | KITH | 2019-02-21 16:25 | 1 |  | http://www.ithacawaters.org/ | Utilities Water and Waste Management | Wastewater Treatment Plant |  |  | New York State Electric and Gas | New York State Electric and Gas | C - Central
270 | Extra Space Storage Central Valley | 27 Bond St |  | Central Valley | NY | 10917 | 41.326 | -74.1194 | 530.92 | 0 | 0 | 0 | 0 | 0 | 0 | 0 | 0 | 0 | 0 | 0 | FALSE | KPOU | 2019-02-21 16:25 | 1 |  |  | Warehouse and Storage |  |  |  | Orange and Rockland Utilities |  | G - Hudson Valley
271 | Presidents Container Group Solar Project | 290 Ballard Rd |  | Middletown | NY | 10941 | 41.4569 | -74.3584 | 2092 | 0 | 0 | 0 | 0 | 0 | 0 | 0 | 0 | 0 | 0 | 0 | FALSE | KPOU | 2019-02-21 16:25 | 1 |  | http://www.presidentcontainer.com/president/ | Manufacturing |  |  |  | Orange and Rockland Utilities |  | G - Hudson Valley
272 | One Lincoln Plaza | 20 W 64th St |  | New York | NY | 10023 | 40.7718 | -73.9813 | 225 | 1569 | 0 | 0 | 0 | 0 | 0 | 0 | 0 | 0 | 0 | 0 | TRUE | KNYC | 2019-02-21 16:25 | 1 | One Lincoln | http://20west64th-nyc.com/ | Residential | Multifamily |  | 671 | Consolidated Edison | Consolidated Edison | J - New York City
273 | Floyd Bennett Field | 3292 Flatbush Ave |  | Brooklyn | NY | 11234 | 40.585 | -73.885 | 120 | 0 | 0 | 0 | 0 | 0 | 0 | 0 | 0 | 0 | 0 | 0 | TRUE | KJFK | 2019-02-21 16:03 | 1 |  |  | Public Assembly | Recreation |  |  | Consolidated Edison | National Grid - Long Island (KeySpan East) | J - New York City
274 | Zwilling J A Henckels | 270 Marble Ave |  | Pleasantville | NY | 10570 | 41.1277 | -73.793 | 848.64 | 0 | 0 | 0 | 0 | 0 | 0 | 0 | 0 | 0 | 0 | 0 | FALSE | KLGA | 2019-02-21 16:26 | 1 |  |  | Warehouse and Storage |  |  |  | Consolidated Edison |  | I - Dunwoodie
275 | 2 Tudor City Place | 2 Tudor City Pl |  | New York | NY | 10017 | 40.7483 | -73.9716 | 150 | 980 | 0 | 0 | 0 | 0 | 0 | 0 | 0 | 0 | 0 | 0 | TRUE | KNYC | 2019-02-21 16:26 | 1 |  | http://www.2tudor.com/ | Residential | Multifamily |  |  | Consolidated Edison | Consolidated Edison | J - New York City
276 | Intrepid Sea, Air & Space Museum | Pier 86, W 46th St & 12th Ave |  | New York | NY | 10036 | 40.7646 | -73.9986 | 300 | 2100 | 0 | 0 | 0 | 0 | 0 | 0 | 0 | 0 | 0 | 0 | TRUE | KLGA | 2019-02-21 16:26 | 1 | The Intrepid | http://www.intrepidmuseum.org/ | Public Assembly | Entertainment or Culture |  |  | Consolidated Edison | Consolidated Edison | J - New York City
277 | Georgetown Plaza | 60 East 8th St |  | New York | NY | 10003 | 40.7304 | -73.9935 | 200 | 1400 | 0 | 0 | 0 | 0 | 0 | 0 | 0 | 0 | 0 | 0 | TRUE | KNYC | 2019-02-21 16:26 | 1 |  |  | Residential | Multifamily |  |  | Consolidated Edison | Consolidated Edison | J - New York City
278 | Tower West | 69 W 96th St |  | New York | NY | 10025 | 40.7927 | -73.967 | 200 | 1400 | 0 | 0 | 0 | 0 | 0 | 0 | 0 | 0 | 0 | 0 | TRUE | KNYC | 2019-02-21 16:31 | 1 |  |  | Residential | Multifamily |  |  | Consolidated Edison | Consolidated Edison | J - New York City
279 | Harbec Plastics | 369 NY-104 |  | Ontario | NY | 14519-8999 | 43.226 | -77.361 | 1520 | 3040 | 0 | 0 | 0 | 0 | 0 | 0 | 0 | 0 | 0 | 0 | TRUE | KROC | 2019-02-21 17:37 | 3 |  | http://www.harbec.com/ | Manufacturing | Plastics and Rubber Products |  |  | Rochester Gas and Electric | Rochester Gas and Electric | C - Central
280 | Cooper Union - 41 Cooper Square | 41 Cooper Sq |  | New York | NY | 10003 | 40.7293 | -73.9906 | 250 | 0 | 0 | 0 | 0 | 0 | 0 | 0 | 0 | 0 | 0 | 0 | TRUE | KRDU | 2019-02-21 17:39 | 2 |  | http://www.cooper.edu | Education | College or University |  |  | Consolidated Edison | Consolidated Edison | J - New York City
281 | Liberty Distributors | 530 Cozine Ave |  | Brooklyn | NY | 11208 | 40.6596 | -73.8747 | 485.1 | 0 | 0 | 0 | 0 | 0 | 0 | 0 | 0 | 0 | 0 | 0 | FALSE | KLGA | 2019-02-21 16:26 | 1 |  |  | Warehouse and Storage | Distribution or Shipping Center |  |  | Consolidated Edison |  | J - New York City
282 | Lake Beverage Corp | 900 John St |  | West Henrietta | NY | 14586 | 43.0687 | -77.6647 | 444.6 | 0 | 0 | 0 | 0 | 0 | 0 | 0 | 0 | 0 | 0 | 0 | FALSE | KROC | 2019-02-21 16:26 | 1 |  | http://lakebeverage.com/ | Warehouse and Storage | Distribution or Shipping Center |  |  | Rochester Gas and Electric |  | B - Genessee
283 | Noblehurst Farms | 1818 Linwood Rd |  | Linwood | NY | 14486 | 42.8561 | -77.9501 | 456 | 0 | 0 | 0 | 0 | 0 | 0 | 0 | 0 | 0 | 0 | 0 | FALSE | KROC | 2019-02-21 16:26 | 1 |  | http://www.linwoodag.com/noblehurst.html | Agricultural | Dairy |  |  | National Grid - Upstate NY (Niagara Mohawk) | Rochester Gas and Electric | A - West
284 | VIP Country Club | 600 Davenport Ave |  | New Rochelle | NY | 10805 | 40.8933 | -73.776 | 180 | 0 | 0 | 0 | 0 | 0 | 0 | 0 | 0 | 0 | 0 | 0 | TRUE | KHPN | 2019-02-21 16:03 | 1 |  | http://www.vipcountryclub.com/ | Public Assembly | Recreation |  |  | Consolidated Edison | Consolidated Edison | I - Dunwoodie
285 | Gateway One Building | 1 North Lexington Ave |  | White Plains | NY | 10601 | 41.0323 | -73.7756 | 2055 | 0 | 0 | 0 | 0 | 0 | 0 | 0 | 0 | 0 | 0 | 0 | TRUE | KHPN | 2019-02-21 16:26 | 1 |  |  | Office |  | 530000 |  | Consolidated Edison | Consolidated Edison | I - Dunwoodie
286 | LTF Westchester Solar | 1 Westchester Pk Dr |  | Harrison | NY | 10604 | 41.022 | -73.722 | 650.87 | 0 | 0 | 0 | 0 | 0 | 0 | 0 | 0 | 0 | 0 | 0 | FALSE | KPOU | 2019-02-21 16:27 | 1 |  | https://www.lifetimefitness.com/en/clubs/westchester-ny/your-lt.html | Public Assembly | Recreation |  |  | Consolidated Edison |  | I - Dunwoodie
287 | Pepsi Cola Newburgh Bottling Inc | 1 Pepsi Way |  | Newburgh | NY | 12550 | 41.512 | -74.0548 | 406.13 | 0 | 0 | 0 | 0 | 0 | 0 | 0 | 0 | 0 | 0 | 0 | FALSE | KPOU | 2019-02-21 16:27 | 1 |  |  | Warehouse and Storage | Distribution or Shipping Center |  |  | Central Hudson Gas and Electric |  | G - Hudson Valley
288 | Target Clifton Park | 26 Crossing Blvd |  | Clifton Park | NY | 12065 | 42.8569 | -73.7745 | 435.5 | 0 | 0 | 0 | 0 | 0 | 0 | 0 | 0 | 0 | 0 | 0 | FALSE | KALB | 2019-02-21 16:27 | 1 |  | www.target.com | Mercantile (Retail Other Than Malls) | Retail Store |  |  | National Grid - Upstate NY (Niagara Mohawk) |  | F - Capital
289 | Bloomberg LP - JFK | 145-79 226th St |  | Springfield Gardens | NY | 11413 | 40.6639 | -73.7681 | 728.7 | 0 | 0 | 0 | 0 | 0 | 0 | 0 | 0 | 0 | 0 | 0 | FALSE | KJFK | 2019-02-21 16:27 | 1 |  |  | Office |  |  |  | Consolidated Edison | Consolidated Edison | J - New York City
290 | Bloomberg LP - Idlewild | 145-68 228th St |  | Queens | NY | 11413 | 40.6605 | -73.753 | 785.4 | 0 | 0 | 0 | 0 | 0 | 0 | 0 | 0 | 0 | 0 | 0 | FALSE | KJFK | 2019-02-21 16:27 | 1 |  |  | Office |  |  |  | Consolidated Edison | Consolidated Edison | J - New York City
291 | Upstate Door, Inc | 441 Commerce Way |  | Warsaw | NY | 14569 | 42.7582 | -78.1347 | 400.77 | 0 | 0 | 0 | 0 | 0 | 0 | 0 | 0 | 0 | 0 | 0 | FALSE | KROC | 2019-02-21 16:27 | 1 |  | upstatedoor.com | Manufacturing |  |  |  | New York State Electric and Gas |  | A - West
292 | Pratt Industries | 4435 Victory Blvd |  | Staten Island | NY | 10314 | 40.5869 | -74.2014 | 1405.3 | 0 | 0 | 0 | 0 | 0 | 0 | 0 | 0 | 0 | 0 | 0 | FALSE | KJFK | 2019-02-21 16:27 | 1 |  | www.prattindustries.com | Manufacturing |  |  |  | Consolidated Edison |  | J - New York City
293 | Woodcrest | 322 Wood Rd |  | Libson | NY | 13658 | 44.7273 | -75.3817 | 560 | 0 | 0 | 0 | 0 | 0 | 0 | 0 | 0 | 0 | 0 | 0 | FALSE | KMSS | 2019-02-21 16:27 | 1 |  |  | Agricultural | Dairy |  |  | National Grid - Upstate NY (Niagara Mohawk) | National Grid - Upstate NY (Niagara Mohawk) | E - Mohawk Valley
294 | Regeneron Pharmaceuticals, Inc | 777 Old Saw Mill River Rd |  | Tarrytown | NY | 10591 | 41.0786 | -73.8256 | 544.635 | 0 | 0 | 0 | 0 | 0 | 0 | 0 | 0 | 0 | 0 | 0 | FALSE | KHPN | 2019-02-21 16:27 | 1 |  | http://www.regeneron.com/ | Manufacturing | Miscellaneous |  |  | Consolidated Edison |  | I - Dunwoodie
296 | Diamond Nyack | 100 Brook Hill Dr |  | West Nyack | NY | 10994 | 41.0921 | -73.9841 | 2497.36 | 0 | 0 | 0 | 0 | 0 | 0 | 0 | 0 | 0 | 0 | 0 | FALSE | KHPN | 2019-02-21 16:27 | 1 |  | www.cambridge.org | Manufacturing |  |  |  | Orange and Rockland Utilities |  | G - Hudson Valley
297 | Target Schenectady | 428 Balltown Rd |  | Schenectady | NY | 12304 | 42.7755 | -73.8919 | 471.835 | 0 | 0 | 0 | 0 | 0 | 0 | 0 | 0 | 0 | 0 | 0 | FALSE | KALB | 2019-02-21 16:27 | 1 |  | www.target.com | Mercantile (Retail Other Than Malls) | Retail Store |  |  | National Grid - Upstate NY (Niagara Mohawk) |  | F - Capital
298 | Center Line Studios | 112 Forge Hill Rd |  | New Windsor | NY | 12553 | 41.4568 | -74.0385 | 300.12 | 0 | 0 | 0 | 0 | 0 | 0 | 0 | 0 | 0 | 0 | 0 | FALSE | KSWF | 2019-02-21 16:28 | 1 |  | http://www.centerlinestudios.com/ | Manufacturing |  |  |  | New York State Electric and Gas | New York State Electric and Gas | G - Hudson Valley
299 | HHCSD - Frank G. Lindsey Elementary School | 57 Trolley Rd |  | Montrose | NY | 10548 | 41.2533 | -73.9391 | 166.32 | 0 | 0 | 0 | 0 | 0 | 0 | 0 | 0 | 0 | 0 | 0 | FALSE | KPOU | 2019-02-21 16:28 | 1 |  | http://www.henhudschools.org/fgl.cfm | Education | Elementary or Middle School |  |  | Consolidated Edison |  | H - Millwood
300 | HHCSD - Blue Mountain Middle School | 7 Furnace Woods Rd |  | Cortlandt Manor | NY | 10567 | 41.2611 | -73.8886 | 148.5 | 0 | 0 | 0 | 0 | 0 | 0 | 0 | 0 | 0 | 0 | 0 | FALSE | KPOU | 2019-02-21 16:28 | 1 |  |  | Education | Elementary or Middle School |  |  | Consolidated Edison |  | H - Millwood
301 | Oneida County Public Safety Complex | 6065 Judd Rd |  | Oriskany | NY | 13424 | 43.156 | -75.3757 | 75 | 523 | 0 | 0 | 0 | 0 | 0 | 0 | 0 | 0 | 0 | 0 | FALSE | KRME | 2019-02-21 16:28 | 1 |  | http://oneidacountysheriff.us/default.aspx | Public Order and Safety | Jail, Reformatory, or Penitentiary |  |  | National Grid - Upstate NY (Niagara Mohawk) | National Grid - Upstate NY (Niagara Mohawk) | E - Mohawk Valley
302 | Wegmans - 1885 Chili Avenue | 1885 Chili Ave |  | Rochester | NY | 14624 | 43.1321 | -77.6866 | 260.19 | 0 | 0 | 0 | 0 | 0 | 0 | 0 | 0 | 0 | 0 | 0 | FALSE | KROC | 2019-02-21 16:28 | 1 |  |  | Food Sales | Grocery Store or Food Market |  |  | Rochester Gas and Electric |  | B - Genessee
303 | Wegmans - 300 Market Street | 300 Market St |  | Rochester | NY | 14624 | 43.1207 | -77.7014 | 421.8 | 0 | 0 | 0 | 0 | 0 | 0 | 0 | 0 | 0 | 0 | 0 | FALSE | KROC | 2019-02-21 16:28 | 1 |  |  | Food Sales | Grocery Store or Food Market |  |  | Rochester Gas and Electric |  | B - Genessee
304 | Shore View Nursing & Rehabilitation Center | 2865 Brighton 3rd St |  | Brooklyn | NY | 11235 | 40.5815 | -73.9678 | 100 | 700 | 0 | 0 | 0 | 0 | 0 | 0 | 0 | 0 | 0 | 0 | FALSE | KJFK | 2019-02-21 16:28 | 1 |  | http://shvnrc.com/ | Lodging | Nursing Home, Assisted Living, or Other Residential Care |  |  | Consolidated Edison | National Grid - NYC (Brooklyn Union) | J - New York City
305 | Hazel Towers | 1730 Mulford Ave |  | Bronx | NY | 10461 | 40.846 | -73.835 | 120 | 0 | 0 | 0 | 0 | 0 | 0 | 0 | 0 | 0 | 0 | 0 | TRUE | KLGA | 2019-02-21 16:04 | 1 |  |  | Residential | Multifamily |  |  | Consolidated Edison | Consolidated Edison | J - New York City
306 | HHCSD - Furnace Woods Elementary School | 239 Watch Hill Rd |  | Cortlandt Manor | NY | 10567 | 41.2596 | -73.8919 | 196.02 | 0 | 0 | 0 | 0 | 0 | 0 | 0 | 0 | 0 | 0 | 0 | FALSE | KPOU | 2019-02-21 16:28 | 1 |  | http://www.henhudschools.org/fw.cfm | Education | Elementary or Middle School |  |  | Consolidated Edison |  | H - Millwood
307 | AVA High Line | 525 W 28th St |  | New York | NY | 10001 | 40.7516 | -74.0032 | 320 | 1656 | 0 | 0 | 0 | 0 | 0 | 0 | 0 | 0 | 0 | 0 | TRUE | KNYC | 2019-02-21 16:28 | 1 | Avalon Bay | https://www.avaloncommunities.com/new-york/new-york-city-apartments/ava-high-line | Residential | Multifamily |  | 405 | Consolidated Edison | Consolidated Edison | J - New York City
308 | The Lara | 113 Nassau St |  | New York | NY | 10038 | 40.711 | -74.0072 | 150 | 1046 | 0 | 0 | 0 | 0 | 0 | 0 | 0 | 0 | 0 | 0 | FALSE | KJFK | 2019-02-21 16:28 | 1 | 113 Nassau Street, 21 Ann Street | http://thelaranyc.com/ | Residential | Multifamily |  |  | Consolidated Edison | Consolidated Edison | J - New York City
309 | Cornell University New York State Agricultural Experiment Station (NYSAES) | 3425 Sutton Rd |  | Geneva | NY | 14456 | 42.8657 | -77.032 | 2827.2 | 0 | 0 | 0 | 0 | 0 | 0 | 0 | 0 | 0 | 0 | 0 | FALSE | KROC | 2019-02-21 16:29 | 1 | Sutton Road Solar Farm |  | Education | College or University |  |  | New York State Electric and Gas |  | C - Central
310 | City of Schenectady City Reservoir | 1134 Balltown Rd |  | Schenectady | NY | 12309 | 42.8077 | -73.8951 | 711.815 | 0 | 0 | 0 | 0 | 0 | 0 | 0 | 0 | 0 | 0 | 0 | FALSE | KALB | 2019-02-21 16:29 | 1 |  |  | Utilities Water and Waste Management | Water Services |  |  | National Grid - Upstate NY (Niagara Mohawk) |  | F - Capital
311 | Montrose FDR Veterans Administration | 2094 Albany Post Rd |  | Montrose | NY | 10548 | 41.2376 | -73.9327 | 493 | 0 | 0 | 0 | 0 | 0 | 0 | 0 | 0 | 0 | 0 | 0 | FALSE | KHPN | 2019-02-21 16:29 | 1 |  | http://www.hudsonvalley.va.gov/locations/directions.asp | Health Care (Inpatient) | Hospital |  |  | Consolidated Edison |  | H - Millwood
312 | Gallagher Bus Service Corp | 200 Leprechaun Ln |  | New Windsor | NY | 12553 | 41.4923 | -74.0368 | 253.26 | 0 | 0 | 0 | 0 | 0 | 0 | 0 | 0 | 0 | 0 | 0 | FALSE | KSWF | 2019-02-21 16:29 | 1 |  | http://www.leprechaunlines.com/ | Warehouse and Storage | Vehicle Storage/Maintenance |  |  | Central Hudson Gas and Electric |  | G - Hudson Valley
313 | Lincoln Towers Apartments V | 205 West End Ave |  | New York | NY | 10023 | 40.7786 | -73.9864 | 200 | 1400 | 0 | 0 | 0 | 0 | 0 | 0 | 0 | 0 | 0 | 0 | TRUE | KNYC | 2019-02-21 16:29 | 1 | 205 West End Ave | http://www.205westend.com/ | Residential | Multifamily |  |  | Central Hudson Gas and Electric | Consolidated Edison | J - New York City
314 | Dorado Apartments | 160 Warburton Ave |  | Yonkers | NY | 10701 | 40.9405 | -73.8976 | 75 | 523 | 0 | 0 | 0 | 0 | 0 | 0 | 0 | 0 | 0 | 0 | TRUE | KNYC | 2019-02-21 16:29 | 1 |  | http://www.doradoapartmentsbc.com/ | Residential | Multifamily |  |  | Consolidated Edison | Consolidated Edison | J - New York City
315 | Johnson Brother Lumber - Madison County Landfill | 6663 Buyea Rd |  | Canastota | NY | 13032 | 43.0278 | -75.7184 | 1600 | 0 | 0 | 0 | 0 | 0 | 0 | 0 | 0 | 0 | 0 | 0 | FALSE | KSYR | 2019-02-21 16:29 | 1 |  | http://www.johnsonbrotherslumber.com/ | Manufacturing | Wood Products |  |  | National Grid - Upstate NY (Niagara Mohawk) | National Grid - Upstate NY (Niagara Mohawk) | C - Central
316 | Tudor Gardens | 2 Tudor City Pl |  | New York | NY | 10017 | 40.748 | -73.971 | 150 | 0 | 0 | 0 | 0 | 0 | 0 | 0 | 0 | 0 | 0 | 0 | FALSE | KJFK | 2019-02-21 16:03 | 1 |  | http://www.2tudor.com/index.html | Residential | Multifamily |  |  | Consolidated Edison | Consolidated Edison | J - New York City
317 | Hayden on the Hudson | 4455 Douglas Ave |  | Bronx | NY | 10471 | 40.8885 | -73.9198 | 100 | 642 | 0 | 0 | 0 | 0 | 0 | 0 | 0 | 0 | 0 | 0 | TRUE | KLGA | 2019-02-21 16:29 | 1 |  |  | Residential | Multifamily |  |  | Consolidated Edison | Consolidated Edison | J - New York City
318 | Target Rensselaer | 625 3rd Ave Ext |  | Rensselaer | NY | 12144 | 42.6452 | -73.7012 | 442.68 | 0 | 0 | 0 | 0 | 0 | 0 | 0 | 0 | 0 | 0 | 0 | FALSE | KALB | 2019-02-21 16:29 | 1 |  | www.target.com | Mercantile (Retail Other Than Malls) | Retail Store |  |  | National Grid - Upstate NY (Niagara Mohawk) | National Grid - Upstate NY (Niagara Mohawk) | F - Capital
319 | Target Queensbury | 578 Aviation Rd |  | Queensbury | NY | 12804 | 43.3381 | -73.689 | 442.68 | 0 | 0 | 0 | 0 | 0 | 0 | 0 | 0 | 0 | 0 | 0 | FALSE | KALB | 2019-02-21 16:29 | 1 |  | www.target.com | Mercantile (Retail Other Than Malls) | Retail Store |  |  | National Grid - Upstate NY (Niagara Mohawk) | National Grid - Upstate NY (Niagara Mohawk) | F - Capital
320 | Target Liverpool | 3857 NY-31 |  | Liverpool | NY | 13090 | 43.1881 | -76.249 | 442.68 | 0 | 0 | 0 | 0 | 0 | 0 | 0 | 0 | 0 | 0 | 0 | FALSE | KSYR | 2019-02-21 16:30 | 1 |  | www.target.com | Mercantile (Retail Other Than Malls) | Retail Store |  |  | National Grid - Upstate NY (Niagara Mohawk) | National Grid - Upstate NY (Niagara Mohawk) | C - Central
321 | Target Depew | 4920 Transit Rd |  | Depew | NY | 14043 | 42.8788 | -78.699 | 442.68 | 0 | 0 | 0 | 0 | 0 | 0 | 0 | 0 | 0 | 0 | 0 | FALSE | KBUF | 2019-02-21 16:30 | 1 |  | www.target.com | Mercantile (Retail Other Than Malls) | Retail Store |  |  | New York State Electric and Gas | New York State Electric and Gas | A - West
322 | Target Colonie | 1440 Central Ave |  | Colonie | NY | 12205 | 42.7065 | -73.8236 | 405.8 | 0 | 0 | 0 | 0 | 0 | 0 | 0 | 0 | 0 | 0 | 0 | FALSE | KALB | 2019-02-21 16:30 | 1 |  | www.target.com | Mercantile (Retail Other Than Malls) | Retail Store |  |  | National Grid - Upstate NY (Niagara Mohawk) | National Grid - Upstate NY (Niagara Mohawk) | F - Capital
323 | Target Vestal | 3112 Vestal Pkwy E |  | Vestal | NY | 13850 | 42.0936 | -76.0016 | 449.82 | 0 | 0 | 0 | 0 | 0 | 0 | 0 | 0 | 0 | 0 | 0 | FALSE | KBGM | 2019-02-21 16:30 | 1 |  | www.target.com | Mercantile (Retail Other Than Malls) | Retail Store |  |  | New York State Electric and Gas | New York State Electric and Gas | C - Central
324 | SUNY Polytechnic Institute CNSE | 257 Fuller Rd |  | Albany | NY | 12203 | 42.6903 | -73.8345 | 100 | 0 | 0 | 0 | 0 | 0 | 0 | 0 | 0 | 0 | 0 | 0 | FALSE | KALB | 2019-02-21 16:30 | 1 |  | http://www.sunycnse.com/Home.aspx | Education | College or University | 230000 |  | National Grid - Upstate NY (Niagara Mohawk) | National Grid - Upstate NY (Niagara Mohawk) | F - Capital
325 | West 96th | 750 Columbus Ave |  | New York | NY | 10025 | 40.7933 | -73.9698 | 75 | 523 | 0 | 0 | 0 | 0 | 0 | 0 | 0 | 0 | 0 | 0 | TRUE | KNYC | 2019-02-21 16:30 | 1 | West 96th Apartments | http://www.equityapartments.com/new-york-city/upper-west-side/west-96th-apartments | Residential | Multifamily |  |  | Consolidated Edison | Consolidated Edison | J - New York City
326 | Town of Walworth Solar Farm | 3600 Lorraine Dr |  | Walworth | NY | 14568 | 43.134 | -77.2911 | 1562 | 0 | 0 | 0 | 0 | 0 | 0 | 0 | 0 | 0 | 0 | 0 | FALSE | KROC | 2019-02-21 16:30 | 1 |  | http://www.townofwalworthny.gov/ | Offsite Resource | Solar Farm |  |  | Rochester Gas and Electric |  | B - Genessee
327 | Hollingsworth and Vose | 297 Old Schyllerville Rd |  | Easton | NY | 12154 | 43.1009 | -73.55 | 2604.62 | 0 | 0 | 0 | 0 | 0 | 0 | 0 | 0 | 0 | 0 | 0 | FALSE | KALB | 2019-02-21 16:30 | 1 |  |  | Offsite Resource | Solar Farm |  |  | National Grid - Upstate NY (Niagara Mohawk) |  | F - Capital
328 | Citylights at Queens Landing | 4-74 48th Ave |  | Long Island City | NY | 11109 | 40.7445 | -73.957 | 150 | 1046 | 0 | 0 | 0 | 0 | 0 | 0 | 0 | 0 | 0 | 0 | FALSE | KLGA | 2019-02-21 16:52 | 2 | Citylights |  | Residential | Multifamily |  |  | Consolidated Edison | Consolidated Edison | J - New York City
330 | Wegmans - 745 Calkins Road | 745 Calkins Rd |  | Rochester | NY | 14623 | 43.067 | -77.6143 | 325 | 0 | 0 | 0 | 0 | 0 | 0 | 0 | 0 | 0 | 0 | 0 | FALSE | KROC | 2019-02-21 16:30 | 1 |  |  | Food Sales | Grocery Store or Food Market |  |  | Rochester Gas and Electric |  | B - Genessee
331 | Gramercy House | 235 E 22nd St |  | New York | NY | 10010 | 40.7377 | -73.9819 | 150 | 1046 | 0 | 0 | 0 | 0 | 0 | 0 | 0 | 0 | 0 | 0 | TRUE | KNYC | 2019-02-21 16:31 | 1 |  |  | Residential | Multifamily |  |  | Consolidated Edison | Consolidated Edison | J - New York City
332 | QLIC | 41-42 24th St |  | Long Island City | NY | 11101 | 40.7518 | -73.941 | 150 | 1046 | 0 | 0 | 0 | 0 | 0 | 0 | 0 | 0 | 0 | 0 | TRUE | KNYC | 2019-02-21 16:31 | 1 | The Q | http://qlic.com/ | Residential | Multifamily |  |  | Consolidated Edison | Consolidated Edison | J - New York City
333 | Onondaga County - Metro Water Board | 4170 NY-31 |  | Clay | NY | 13041 | 43.1838 | -76.2252 | 1362.13 | 0 | 0 | 0 | 0 | 0 | 0 | 0 | 0 | 0 | 0 | 0 | FALSE | KSYR | 2019-02-21 16:31 | 1 |  | http://www.ongov.net/mwb/ | Utilities Water and Waste Management | Water Services |  |  | National Grid - Upstate NY (Niagara Mohawk) |  | C - Central
334 | Wegmans - 500 South Meadow Street | 500 South Meadow St |  | Ithaca | NY | 14850 | 42.4357 | -76.5125 | 623 | 0 | 0 | 0 | 0 | 0 | 0 | 0 | 0 | 0 | 0 | 0 | FALSE | KITH | 2019-02-21 16:31 | 1 |  | http://www.wegmans.com | Food Sales | Grocery Store or Food Market |  |  | New York State Electric and Gas |  | C - Central
336 | Walmart 4597 | 886 Niagara Falls Blvd |  | North Tonawanda | NY | 14120 | 43.0559 | -78.8457 | 343.2 | 0 | 0 | 0 | 0 | 0 | 0 | 0 | 0 | 0 | 0 | 0 | FALSE | KBUF | 2019-02-21 16:31 | 1 |  | http://www.walmart.com/store/4597 | Mercantile (Retail Other Than Malls) | Retail Store |  |  | National Grid - Upstate NY (Niagara Mohawk) |  | A - West
337 | New York City School R069 | 144 Keating Pl |  | Staten Island | NY | 10314 | 40.5915 | -74.1595 | 203.13 | 0 | 0 | 0 | 0 | 0 | 0 | 0 | 0 | 0 | 0 | 0 | FALSE | KLGA | 2019-02-21 16:31 | 1 |  |  | Education |  |  |  | Consolidated Edison |  | J - New York City
338 | New York City School K505 | 5800 20th Ave |  | Brooklyn | NY | 11204 | 40.6213 | -73.9847 | 362.3 | 0 | 0 | 0 | 0 | 0 | 0 | 0 | 0 | 0 | 0 | 0 | FALSE | KLGA | 2019-02-21 16:31 | 1 |  |  | Education |  |  |  | Consolidated Edison |  | J - New York City
343 | Staten Island Mall | 2655 Richmond Ave |  | Staten Island | NY | 10314 | 40.5819 | -74.1665 | 1091.2 | 0 | 0 | 0 | 0 | 0 | 0 | 0 | 0 | 0 | 0 | 0 | FALSE | KJFK | 2019-02-21 17:43 | 7 |  | https://www.statenislandmall.com/en.html | Mercantile (Enclosed and Strip Malls) | Enclosed Mall |  |  | Consolidated Edison |  | J - New York City
344 | New York City School K455 | 1700 Fulton St |  | Brooklyn | NY | 11213 | 40.6789 | -73.9338 | 505.08 | 0 | 0 | 0 | 0 | 0 | 0 | 0 | 0 | 0 | 0 | 0 | FALSE | KLGA | 2019-02-21 16:32 | 1 |  |  | Education |  |  |  | Consolidated Edison |  | J - New York City
345 | New York City School K224 | 755 Wortman Ave |  | Brooklyn | NY | 11208 | 40.664 | -73.8685 | 98.82 | 0 | 0 | 0 | 0 | 0 | 0 | 0 | 0 | 0 | 0 | 0 | FALSE | KLGA | 2019-02-21 16:32 | 1 |  |  | Education |  |  |  | Consolidated Edison |  | J - New York City
346 | Sea Rise 1 | 3405 Neptune Ave |  | Brooklyn | NY | 11224 | 40.577 | -74 | 120 | 980 | 0 | 0 | 0 | 0 | 0 | 0 | 0 | 0 | 0 | 0 | TRUE | KJFK | 2019-02-21 17:37 | 2 | Grenadier Realty - AAF Sea Rise 1 |  | Residential | Multifamily |  |  | Consolidated Edison | National Grid - Long Island (KeySpan East) | J - New York City
347 | New York City School K278 | 1925 Stuart St |  | Brooklyn | NY | 11229 | 40.6067 | -73.9409 | 120.78 | 0 | 0 | 0 | 0 | 0 | 0 | 0 | 0 | 0 | 0 | 0 | FALSE | KLGA | 2019-02-21 16:32 | 1 |  |  | Education |  |  |  | Consolidated Edison |  | J - New York City
348 | New York City School K302 | 350 Linwood St |  | Brooklyn | NY | 11208 | 40.6768 | -73.886 | 137.25 | 0 | 0 | 0 | 0 | 0 | 0 | 0 | 0 | 0 | 0 | 0 | FALSE | KLGA | 2019-02-21 16:32 | 1 |  |  | Education |  |  |  | Consolidated Edison |  | J - New York City
349 | New York City School K324 | 800 Gates Ave |  | Brooklyn | NY | 11221 | 40.6881 | -73.9349 | 120.8 | 0 | 0 | 0 | 0 | 0 | 0 | 0 | 0 | 0 | 0 | 0 | FALSE | KLGA | 2019-02-21 16:32 | 1 |  |  | Education |  |  |  | Consolidated Edison |  | J - New York City
350 | New York City School K380 | 370 Marcy Ave |  | Brooklyn | NY | 11206 | 40.7021 | -73.9557 | 104.31 | 0 | 0 | 0 | 0 | 0 | 0 | 0 | 0 | 0 | 0 | 0 | FALSE | KLGA | 2019-02-21 16:32 | 1 |  |  | Education |  |  |  | Consolidated Edison |  | J - New York City
351 | New York City School M070 | 333 W 17th St |  | Manhattan | NY | 10011 | 40.7425 | -74.0049 | 159.21 | 0 | 0 | 0 | 0 | 0 | 0 | 0 | 0 | 0 | 0 | 0 | FALSE | KLGA | 2019-02-21 16:32 | 1 |  |  | Education |  |  |  | Consolidated Edison |  | J - New York City
352 | New York City School X425 | 800 East Gun Hill Rd |  | Bronx | NY | 10467 | 40.8752 | -73.8638 | 131.76 | 0 | 0 | 0 | 0 | 0 | 0 | 0 | 0 | 0 | 0 | 0 | FALSE | KLGA | 2019-02-21 16:32 | 1 |  |  | Education |  |  |  | Consolidated Edison |  | J - New York City
355 | New York City School Q505 | 86-15 Parsons Blvd |  | Queens | NY | 11432 | 40.7093 | -73.8064 | 367.83 | 0 | 0 | 0 | 0 | 0 | 0 | 0 | 0 | 0 | 0 | 0 | FALSE | KLGA | 2019-02-21 16:32 | 1 |  |  | Education |  |  |  | Consolidated Edison |  | J - New York City
356 | New York City School R445 | 85 St Joseph's Ave |  | Staten Island | NY | 10302 | 40.6348 | -74.1442 | 120.78 | 0 | 0 | 0 | 0 | 0 | 0 | 0 | 0 | 0 | 0 | 0 | FALSE | KLGA | 2019-02-21 16:32 | 1 |  |  | Education |  |  |  | Consolidated Edison |  | J - New York City
358 | New York City School R455 | 100 Luten Ave |  | Staten Island | NY | 10312 | 40.5283 | -74.1957 | 532.53 | 0 | 0 | 0 | 0 | 0 | 0 | 0 | 0 | 0 | 0 | 0 | FALSE | KLGA | 2019-02-21 16:32 | 1 |  |  | Education |  |  |  | Consolidated Edison |  | J - New York City
359 | New York City School X131 | 885 Bolton Ave |  | Bronx | NY | 10473 | 40.8233 | -73.8621 | 200.08 | 0 | 0 | 0 | 0 | 0 | 0 | 0 | 0 | 0 | 0 | 0 | FALSE | KLGA | 2019-02-21 16:33 | 1 |  |  | Education |  |  |  | Consolidated Edison |  | J - New York City
360 | New York City School X144 | 2545 Gunther Ave |  | Bronx | NY | 10469 | 40.8638 | -73.8387 | 192.15 | 0 | 0 | 0 | 0 | 0 | 0 | 0 | 0 | 0 | 0 | 0 | FALSE | KLGA | 2019-02-21 16:33 | 1 |  |  | Education |  |  |  | Consolidated Edison |  | J - New York City
361 | New York City School X192 | 650 Hollywood Ave |  | Bronx | NY | 10465 | 40.8268 | -73.8203 | 137.25 | 0 | 0 | 0 | 0 | 0 | 0 | 0 | 0 | 0 | 0 | 0 | FALSE | KLGA | 2019-02-21 16:33 | 1 |  |  | Education |  |  |  | Consolidated Edison |  | J - New York City
362 | Southport LLC | 501 Industry Rd |  | Staten Island | NY | 10314 | 40.6033 | -74.1929 | 234.93 | 0 | 0 | 0 | 0 | 0 | 0 | 0 | 0 | 0 | 0 | 0 | FALSE | KJFK | 2019-02-21 16:33 | 1 |  |  | Public Assembly | Recreation |  |  | Consolidated Edison |  | J - New York City
363 | Walmart 4570 | 7500 Route 209 |  | Napanoch | NY | 12458 | 41.7425 | -74.3728 | 377.52 | 0 | 0 | 0 | 0 | 0 | 0 | 0 | 0 | 0 | 0 | 0 | FALSE | KPOU | 2019-02-21 16:33 | 1 |  | http://www.walmart.com/store/4570/whats-new | Mercantile (Retail Other Than Malls) | Retail Store |  |  | Central Hudson Gas and Electric |  | G - Hudson Valley
364 | Walmart 4403 | 24 Quaker Ridge Blvd |  | Queensbury | NY | 12804 | 43.3199 | -73.6146 | 346.32 | 0 | 0 | 0 | 0 | 0 | 0 | 0 | 0 | 0 | 0 | 0 | FALSE | KALB | 2019-02-21 16:33 | 1 |  | http://www.walmart.com/store/4403/whats-new | Mercantile (Retail Other Than Malls) | Retail Store |  |  | National Grid - Upstate NY (Niagara Mohawk) |  | F - Capital
365 | General Motors GM Component Holding, LLC | 1000 Lexington Ave |  | Rochester | NY | 14606 | 43.1795 | -77.6578 | 465.31 | 0 | 0 | 0 | 0 | 0 | 0 | 0 | 0 | 0 | 0 | 0 | FALSE | KROC | 2019-02-21 16:33 | 1 |  | http://www.gm.com/index.html | Manufacturing | Transportation Equipment |  |  | Rochester Gas and Electric |  | B - Genessee
366 | Stewart's Shops Corporation - Halfmoon | 201 Cary Rd |  | Mechanicville | NY | 12118 | 42.9157 | -73.7417 | 1852.5 | 0 | 0 | 0 | 0 | 0 | 0 | 0 | 0 | 0 | 0 | 0 | FALSE | KALB | 2019-02-21 16:52 | 2 |  |  | Offsite Resource | Solar Farm |  |  | New York State Electric and Gas |  | F - Capital
367 | Binghamton City School District | 1123 Vestal Ave |  | Binghamton | NY | 13903 | 42.0869 | -75.9215 | 372.1 | 0 | 0 | 0 | 0 | 0 | 0 | 0 | 0 | 0 | 0 | 0 | FALSE | KBGM | 2019-02-21 16:33 | 1 |  | http://www.binghamtonschools.org/ | Education | Elementary or Middle School |  |  | New York State Electric and Gas |  | C - Central
369 | Monroe Cable Company | 35 Commercial Ave |  | Middletown | NY | 10941 | 41.4639 | -74.3539 | 989.725 | 0 | 0 | 0 | 0 | 0 | 0 | 0 | 0 | 0 | 0 | 0 | FALSE | KPOU | 2019-02-21 16:33 | 1 |  | http://www.monroecableusa.com/ | Manufacturing |  |  |  | Orange and Rockland Utilities |  | G - Hudson Valley
370 | Avon School District | 245 Clinton St |  | Avon | NY | 14414 | 42.9065 | -77.7379 | 1510 | 0 | 0 | 0 | 0 | 0 | 0 | 0 | 0 | 0 | 0 | 0 | FALSE | KROC | 2019-02-21 16:34 | 1 |  |  | Education |  |  |  | National Grid - Upstate NY (Niagara Mohawk) |  | A - West
371 | HHCSD - Buchanan Elementary School | 160 Westchester Ave |  | Buchanan | NY | 10511 | 41.2604 | -73.9492 | 184.14 | 0 | 0 | 0 | 0 | 0 | 0 | 0 | 0 | 0 | 0 | 0 | FALSE | KPOU | 2019-02-21 16:34 | 1 |  | http://www.henhudschools.org/ | Education | Elementary or Middle School |  |  | Consolidated Edison |  | H - Millwood
372 | HHCSD - Hendrick Hudson High School | 2166 Albany Post Rd |  | Montrose | NY | 10548 | 41.2546 | -73.9372 | 106.92 | 0 | 0 | 0 | 0 | 0 | 0 | 0 | 0 | 0 | 0 | 0 | FALSE | KPOU | 2019-02-21 16:34 | 1 |  | http://www.henhudschools.org/ | Education | High School |  |  | Consolidated Edison |  | H - Millwood
373 | Photonics Industries, Inc. | 1800 Ocean Ave |  | Ronkonkoma | NY | 11779 | 40.7911 | -73.1251 | 345.96 | 0 | 0 | 0 | 0 | 0 | 0 | 0 | 0 | 0 | 0 | 0 | FALSE | KISP | 2019-02-21 16:34 | 1 |  | http://photonix.com/ | Manufacturing |  |  |  | Long Island Power Authority (PSEG-LI) |  | K - Long Island
374 | Hotel Belleclaire | 250 West 77th St |  | New York | NY | 10024 | 40.7819 | -73.9825 | 100 | 700 | 0 | 0 | 0 | 0 | 0 | 0 | 0 | 0 | 0 | 0 | TRUE | KNYC | 2019-02-21 16:34 | 1 |  | www.hotelbelleclaire.com | Lodging | Hotel |  |  | Consolidated Edison | Consolidated Edison | J - New York City
376 | Tannery Road Solar | 7776 Tannery Rd |  | Rome | NY | 13440 | 43.239 | -75.5368 | 2800.98 | 0 | 0 | 0 | 0 | 0 | 0 | 0 | 0 | 0 | 0 | 0 | FALSE | KSYR | 2019-02-21 16:34 | 1 |  |  | Offsite Resource | Solar Farm |  |  | National Grid - Upstate NY (Niagara Mohawk) |  | E - Mohawk Valley
377 | Target Monroe | 128 Bailey Farm Rd |  | Monroe | NY | 10950 | 41.317 | -74.1544 | 456.96 | 0 | 0 | 0 | 0 | 0 | 0 | 0 | 0 | 0 | 0 | 0 | FALSE | KPOU | 2019-02-21 16:34 | 1 |  | http://www.target.com/sl/monroe/2024 | Mercantile (Retail Other Than Malls) | Retail Store |  |  | Orange and Rockland Utilities |  | G - Hudson Valley
379 | Target Newburgh | 50 NY-17K |  | Newburgh | NY | 12550 | 41.5059 | -74.0604 | 412.35 | 0 | 0 | 0 | 0 | 0 | 0 | 0 | 0 | 0 | 0 | 0 | FALSE | KPOU | 2019-02-21 16:34 | 1 |  | http://www.target.com/sl/newburgh/2076 | Mercantile (Retail Other Than Malls) | Retail Store |  |  | Central Hudson Gas and Electric |  | G - Hudson Valley
381 | The Beresford | 211 Central Park West |  | New York | NY | 10024 | 40.7825 | -73.9719 | 75 | 523 | 0 | 0 | 0 | 0 | 0 | 0 | 0 | 0 | 0 | 0 | TRUE | KNYC | 2019-02-21 16:34 | 1 |  |  | Residential | Multifamily |  |  | Consolidated Edison | Consolidated Edison | J - New York City
382 | The St Tropez | 340 E 64th St |  | New York | NY | 10065 | 40.7628 | -73.9605 | 200 | 1400 | 0 | 0 | 0 | 0 | 0 | 0 | 0 | 0 | 0 | 0 | TRUE | KNYC | 2019-02-21 16:35 | 1 |  |  | Residential | Multifamily |  |  | Consolidated Edison | Consolidated Edison | J - New York City
383 | Oneida West | 6575 Sutliff Rd |  | Rome | NY | 13492 | 43.171 | -75.4166 | 2593.35 | 0 | 0 | 0 | 0 | 0 | 0 | 0 | 0 | 0 | 0 | 0 | FALSE | KSYR | 2019-02-21 16:35 | 1 |  |  | Offsite Resource | Solar Farm |  |  | National Grid - Upstate NY (Niagara Mohawk) |  | E - Mohawk Valley
384 | Bethlehem East | 253-A Bridge St |  | Selkirk | NY | 12158 | 42.539 | -73.8265 | 2445 | 0 | 0 | 0 | 0 | 0 | 0 | 0 | 0 | 0 | 0 | 0 | FALSE | KALB | 2019-02-21 16:35 | 1 |  |  | Offsite Resource | Solar Farm |  |  | National Grid - Upstate NY (Niagara Mohawk) |  | F - Capital
385 | Jacksonville Road Solar | 7107 Jacksonville Rd |  | Trumansburg | NY | 14886 | 42.4813 | -76.6153 | 858.06 | 0 | 0 | 0 | 0 | 0 | 0 | 0 | 0 | 0 | 0 | 0 | FALSE | KITH | 2019-03-05 15:28 | 2 | Renovus Solar |  | Offsite Resource | Solar Farm |  |  | New York State Electric and Gas |  | C - Central
386 | Bethlehem West | 253-B Bridge St |  | Selkirk | NY | 12158 | 42.539 | -73.8265 | 1308 | 0 | 0 | 0 | 0 | 0 | 0 | 0 | 0 | 0 | 0 | 0 | FALSE | KALB | 2019-02-21 16:35 | 1 |  |  | Offsite Resource | Solar Farm |  |  | National Grid - Upstate NY (Niagara Mohawk) |  | F - Capital
387 | New York City School R075 | 445 Huguenot Ave |  | Staten Island | NY | 10312 | 40.5444 | -74.2001 | 129.68 | 0 | 0 | 0 | 0 | 0 | 0 | 0 | 0 | 0 | 0 | 0 | FALSE | KLGA | 2019-02-21 16:35 | 1 |  |  | Education |  |  |  | Consolidated Edison |  | J - New York City
389 | Gore Mountain Solar 2, LLC | 3400B Co Rd 21 |  | Whitehall | NY | 12887 | 43.543 | -73.3274 | 2804 | 0 | 0 | 0 | 0 | 0 | 0 | 0 | 0 | 0 | 0 | 0 | FALSE | KALB | 2019-02-21 16:35 | 1 |  |  | Offsite Resource | Solar Farm |  |  | National Grid - Upstate NY (Niagara Mohawk) |  | F - Capital
390 | HGS Solar 1, LLC | 3400A Co Rd 21 |  | Whitehall | NY | 12887 | 43.543 | -73.3274 | 2525 | 0 | 0 | 0 | 0 | 0 | 0 | 0 | 0 | 0 | 0 | 0 | FALSE | KALB | 2019-02-21 16:35 | 1 |  |  | Offsite Resource | Solar Farm |  |  | National Grid - Upstate NY (Niagara Mohawk) |  | F - Capital
391 | Aspden Assets, Inc. | 900 Central Park Ave |  | Yonkers | NY | 10704 | 40.9328 | -73.8567 | 394.8 | 0 | 0 | 0 | 0 | 0 | 0 | 0 | 0 | 0 | 0 | 0 | FALSE | KLGA | 2019-02-21 16:35 | 1 |  | http://www.smith-cairns.com/ | Mercantile (Retail Other Than Malls) | Dealership or Showroom for Vehicles or Boats |  |  | Consolidated Edison |  | J - New York City
392 | New York City School K515 | 6565 Flatlands Ave |  | Brooklyn | NY | 11236 | 40.6337 | -73.9197 | 590.2 | 0 | 0 | 0 | 0 | 0 | 0 | 0 | 0 | 0 | 0 | 0 | FALSE | KLGA | 2019-02-21 16:35 | 1 |  |  | Education |  |  |  | Consolidated Edison |  | J - New York City
393 | New York City School Q072 | 133-25 Guy R. Brewer Blvd |  | Queens | NY | 11434 | 40.6745 | -73.7782 | 248.85 | 0 | 0 | 0 | 0 | 0 | 0 | 0 | 0 | 0 | 0 | 0 | FALSE | KLGA | 2019-02-21 16:35 | 1 |  |  | Education |  |  |  | Consolidated Edison |  | J - New York City
394 | New York City School Q226 | 121-10 Rockaway Blvd |  | South Ozone Park | NY | 11420 | 40.6751 | -73.8189 | 135.85 | 0 | 0 | 0 | 0 | 0 | 0 | 0 | 0 | 0 | 0 | 0 | FALSE | KLGA | 2019-02-21 16:36 | 1 |  |  | Education |  |  |  | Consolidated Edison |  | J - New York City
395 | New York City School Q237 | 46-21 Colden St |  | Queens | NY | 11355 | 40.7494 | -73.8236 | 247 | 0 | 0 | 0 | 0 | 0 | 0 | 0 | 0 | 0 | 0 | 0 | FALSE | KLGA | 2019-02-21 16:36 | 1 |  |  | Education |  |  |  | Consolidated Edison |  | J - New York City
396 | New York City School X184 | 778 Forest Ave |  | Bronx | NY | 10456 | 40.819 | -73.9077 | 248.85 | 0 | 0 | 0 | 0 | 0 | 0 | 0 | 0 | 0 | 0 | 0 | FALSE | KLGA | 2019-02-21 16:36 | 1 |  |  | Education |  |  |  | Consolidated Edison |  | J - New York City
397 | New York City School Q445 | 48-10 31st Ave |  | Long Island City | NY | 11103 | 40.7577 | -73.9126 | 199.88 | 0 | 0 | 0 | 0 | 0 | 0 | 0 | 0 | 0 | 0 | 0 | FALSE | KLGA | 2019-02-21 16:36 | 1 |  |  | Education |  |  |  | Consolidated Edison |  | J - New York City
398 | Adelphi University | 1 South Ave |  | Garden City | NY | 11530 | 40.7199 | -73.6544 | 1979 | 0 | 0 | 0 | 0 | 0 | 0 | 0 | 0 | 0 | 0 | 0 | FALSE | KLGA | 2019-02-21 16:36 | 1 |  | http://www.adelphi.edu/ | Education | College or University |  |  | National Grid - Upstate NY (Niagara Mohawk) |  | K - Long Island
399 | Target Victor | 7500 Commons Blvd |  | Victor | NY | 14564 | 43.0339 | -77.4503 | 418.88 | 0 | 0 | 0 | 0 | 0 | 0 | 0 | 0 | 0 | 0 | 0 | FALSE | KROC | 2019-02-21 16:36 | 1 |  |  | Mercantile (Retail Other Than Malls) | Retail Store |  |  | Rochester Gas and Electric |  | B - Genessee
401 | Brooklyn Navy Yard - Building 293 | 63 Flushing Ave |  | Brooklyn | NY | 11205 | 40.6981 | -73.9773 | 992.88 | 0 | 0 | 0 | 0 | 0 | 0 | 0 | 0 | 0 | 0 | 0 | FALSE | KJFK | 2019-02-21 16:36 | 1 |  |  | Manufacturing |  |  |  | Consolidated Edison |  | J - New York City
402 | Union College | 807 Union St |  | Schenectady | NY | 12308 | 42.8157 | -73.9307 | 1804 | 0 | 0 | 0 | 0 | 0 | 0 | 0 | 0 | 0 | 0 | 0 | TRUE | KALB | 2019-02-21 16:36 | 1 |  | https://www.union.edu/ | Education | College or University |  |  | Central Hudson Gas and Electric | Central Hudson Gas and Electric | F - Capital
403 | The Westmont | 730 Columbus Ave |  | New York | NY | 10025 | 40.7926 | -73.9681 | 75 | 523 | 0 | 0 | 0 | 0 | 0 | 0 | 0 | 0 | 0 | 0 | TRUE | KLGA | 2019-02-21 16:36 | 1 |  | http://www.equityapartments.com/new-york-city/upper-west-side/the-westmont-apartments | Residential | Multifamily |  |  | Consolidated Edison | Consolidated Edison | J - New York City
404 | Oakwood Friends School | 22 Spackenkill Rd |  | Poughkeepsie | NY | 12601 | 41.6557 | -73.9292 | 591.5 | 0 | 0 | 0 | 0 | 0 | 0 | 0 | 0 | 0 | 0 | 0 | FALSE | KPOU | 2019-02-21 16:36 | 1 |  | http://www.oakwoodfriends.org/ | Education |  |  |  | Central Hudson Gas and Electric |  | G - Hudson Valley
405 | Parc East Tower | 240 E 27th St |  | New York City | NY | 10016 | 40.7403 | -73.9795 | 75 | 523 | 0 | 0 | 0 | 0 | 0 | 0 | 0 | 0 | 0 | 0 | TRUE | KNYC | 2019-02-21 16:37 | 1 | Parc East Apartments | http://www.equityapartments.com/new-york-city/gramercy-park-murray-hill/parc-east-apartments | Residential | Multifamily |  |  | Consolidated Edison | Consolidated Edison | J - New York City
406 | Walmart 1831 | 8770 Dell Center Dr |  | Clay | NY | 13041 | 43.1893 | -76.2448 | 265.2 | 0 | 0 | 0 | 0 | 0 | 0 | 0 | 0 | 0 | 0 | 0 | FALSE | KSYR | 2019-02-21 16:37 | 1 |  | https://www.walmart.com/store/1831 | Mercantile (Retail Other Than Malls) | Retail Store |  |  | National Grid - Upstate NY (Niagara Mohawk) |  | C - Central
407 | Lamphear Road - Rome Steel Solar | 6216 Lamphear Rd |  | Rome | NY | 13440 | 43.186 | -75.4807 | 2801.16 | 0 | 0 | 0 | 0 | 0 | 0 | 0 | 0 | 0 | 0 | 0 | FALSE | KSYR | 2019-02-21 16:37 | 1 |  |  | Offsite Resource | Solar Farm |  |  | National Grid - Upstate NY (Niagara Mohawk) |  | E - Mohawk Valley
408 | ESNY-205 Solar Field | 205 Cary Rd |  | Mechanicville | NY | 12218 | 42.9163 | -73.744 | 581.4 | 0 | 0 | 0 | 0 | 0 | 0 | 0 | 0 | 0 | 0 | 0 | FALSE | KALB | 2019-02-21 16:37 | 1 |  |  | Offsite Resource | Solar Farm |  |  | New York State Electric and Gas |  | F - Capital
409 | Town of Wallkill Landfill Project | 200 Banke Rd |  | Wallkill | NY | 12589 | 41.5458 | -74.4089 | 2423.52 | 0 | 0 | 0 | 0 | 0 | 0 | 0 | 0 | 0 | 0 | 0 | FALSE | KPOU | 2019-02-21 16:37 | 1 |  |  | Utilities Water and Waste Management | Landfill |  |  | Orange and Rockland Utilities |  | G - Hudson Valley
410 | Great Neck Saw | 165 E 2nd St |  | Mineola | NY | 11501 | 40.744 | -73.6296 | 225.4 | 0 | 0 | 0 | 0 | 0 | 0 | 0 | 0 | 0 | 0 | 0 | FALSE | KJFK | 2019-02-21 16:37 | 1 |  | https://www.greatnecksaw.com/ | Manufacturing |  |  |  | Long Island Power Authority (PSEG-LI) |  | K - Long Island
411 | Hobart William Smith Colleges - State Route 14N | 2742 NY-14N |  | Geneva | NY | 14456 | 42.774 | -76.9809 | 2507.67 | 0 | 0 | 0 | 0 | 0 | 0 | 0 | 0 | 0 | 0 | 0 | FALSE | KSYR | 2019-02-21 16:37 | 1 |  | http://www2.hws.edu/ | Education | College or University |  |  | New York State Electric and Gas |  | B - Genessee
412 | The Petersfield | 301 E 21st St |  | New York | NY | 10010 | 40.7365 | -73.9815 | 75 | 523 | 0 | 0 | 0 | 0 | 0 | 0 | 0 | 0 | 0 | 0 | FALSE | KNYC | 2019-02-21 16:37 | 1 |  |  | Residential | Multifamily |  |  | Consolidated Edison | Consolidated Edison | J - New York City
413 | Indian River CSD - Intermediate School | 32430 U.S. 11 |  | Philadelphia | NY | 13673 | 44.1341 | -75.724 | 665.28 | 0 | 0 | 0 | 0 | 0 | 0 | 0 | 0 | 0 | 0 | 0 | FALSE | KART | 2019-02-21 16:37 | 1 |  | http://www.ircsd.org/domain/10 | Education | Elementary or Middle School |  |  | National Grid - Upstate NY (Niagara Mohawk) |  | E - Mohawk Valley
414 | Target Fayetteville | 340 Towne Dr |  | Fayetteville | NY | 13066 | 43.0316 | -76.0226 | 456.96 | 0 | 0 | 0 | 0 | 0 | 0 | 0 | 0 | 0 | 0 | 0 | FALSE | KSYR | 2019-02-21 16:37 | 1 |  | http://www.target.com/sl/fayetteville/1476 | Mercantile (Retail Other Than Malls) | Retail Store |  |  | National Grid - Upstate NY (Niagara Mohawk) |  | C - Central
415 | Target Elmira | 930 County Rd 64 |  | Elmira | NY | 14903 | 42.1528 | -76.8752 | 495.04 | 0 | 0 | 0 | 0 | 0 | 0 | 0 | 0 | 0 | 0 | 0 | FALSE | KITH | 2019-02-21 16:37 | 1 |  | http://www.target.com/sl/big-flats/2158 | Mercantile (Retail Other Than Malls) | Retail Store |  |  | New York State Electric and Gas |  | C - Central
416 | Target Webster | 1050 Ridge Rd |  | Webster | NY | 14580 | 43.2109 | -77.4528 | 380.8 | 0 | 0 | 0 | 0 | 0 | 0 | 0 | 0 | 0 | 0 | 0 | FALSE | KROC | 2019-02-21 16:38 | 1 |  | http://www.target.com/sl/webster/2038 | Mercantile (Retail Other Than Malls) | Retail Store |  |  | Rochester Gas and Electric |  | B - Genessee
417 | New Hope View Farm | 5937 U.S. 11 |  | Homer | NY | 13045 | 42.6942 | -76.1521 | 380 | 0 | 0 | 0 | 0 | 0 | 0 | 0 | 0 | 0 | 0 | 0 | FALSE | KSYR | 2019-02-21 16:38 | 1 |  |  | Agricultural | Dairy |  |  | National Grid - Upstate NY (Niagara Mohawk) | New York State Electric and Gas | C - Central
420 | SunStream Hudson | 90 Blue Hill Rd |  | Hudson | NY | 12534 | 42.1789 | -73.8169 | 5391.36 | 0 | 0 | 0 | 0 | 0 | 0 | 0 | 0 | 0 | 0 | 0 | FALSE | KALB | 2019-02-21 17:43 | 3 |  |  | Offsite Resource | Solar Farm |  |  | National Grid - Upstate NY (Niagara Mohawk) |  | F - Capital
421 | Cornell University Ruminant Center | 644 Daisy Hollow Rd |  | Harford | NY | 13053 | 42.4425 | -76.2332 | 2827.2 | 0 | 0 | 0 | 0 | 0 | 0 | 0 | 0 | 0 | 0 | 0 | FALSE | KITH | 2019-02-21 16:38 | 1 | Cornell Harford Solar Farm |  | Education | College or University |  |  | New York State Electric and Gas |  | C - Central
422 | Marcus Garvey Apartments | 353 Chester St |  | Brooklyn | NY | 11212 | 40.6631 | -73.9098 | 899.709 | 0 | 300 | 1200 | 0 | 0 | 0 | 0 | 0 | 0 | 0 | 0 | FALSE | KLGA | 2019-04-04 18:53 | 2 | Marcus Garvey Housing Complex | https://www.marcusgarveyapartments.com/ | Residential | Multifamily |  |  | Consolidated Edison | Consolidated Edison | J - New York City
423 | Clifton Park Solar | 219 Vischer Ferry Rd |  | Rexford | NY | 12148 | 42.8264 | -73.8274 | 996.48 | 0 | 0 | 0 | 0 | 0 | 0 | 0 | 0 | 0 | 0 | 0 | FALSE | KALB | 2019-02-21 16:38 | 1 |  |  | Utilities Water and Waste Management | Landfill |  |  | National Grid - Upstate NY (Niagara Mohawk) |  | F - Capital
424 | Avalon Fort Greene | 343 Gold St |  | Brooklyn | NY | 11201 | 40.6941 | -73.9828 | 400 | 2572.8 | 0 | 0 | 0 | 0 | 0 | 0 | 0 | 0 | 0 | 0 | TRUE | KLGA | 2019-02-21 16:38 | 1 |  | https://www.avaloncommunities.com/new-york/brooklyn-apartments/avalon-fort-greene | Residential | Multifamily |  |  | Consolidated Edison | National Grid - NYC (Brooklyn Union) | J - New York City
425 | Village Mall at Hillcrest Condominiums | 152-18 Union Tpke |  | Flushing | NY | 11367 | 40.7185 | -73.8134 | 100 | 642 | 0 | 0 | 0 | 0 | 0 | 0 | 0 | 0 | 0 | 0 | TRUE | KLGA | 2019-02-21 16:38 | 1 | Hillcrest Towers | http://www.villagemallcondos.com/ | Residential | Multifamily |  |  | Consolidated Edison | Consolidated Edison | J - New York City
426 | Canandaigua #1 | 4620 County Rd 46 |  | Canandaigua | NY | 14424 | 42.8903 | -77.2583 | 2489.13 | 0 | 0 | 0 | 0 | 0 | 0 | 0 | 0 | 0 | 0 | 0 | FALSE | KROC | 2019-02-21 16:38 | 1 |  |  | Utilities Water and Waste Management | Landfill |  |  | New York State Electric and Gas |  | B - Genessee
427 | Pep Boys Chester | 29 Elizabeth Dr |  | Chester | NY | 10918 | 41.3487 | -74.2889 | 2000 | 0 | 0 | 0 | 0 | 0 | 0 | 0 | 0 | 0 | 0 | 0 | FALSE | KSWF | 2019-02-21 16:39 | 1 |  |  | Mercantile (Retail Other Than Malls) | Retail Store |  |  | Orange and Rockland Utilities |  | G - Hudson Valley
430 | Krinos Foods | 1736 Bathgate Ave |  | Bronx | NY | 10457 | 40.8434 | -73.9012 | 566 | 0 | 0 | 0 | 0 | 0 | 0 | 0 | 0 | 0 | 0 | 0 | FALSE | KLGA | 2019-02-21 16:39 | 1 |  |  | Warehouse and Storage | Distribution or Shipping Center |  |  | Consolidated Edison |  | J - New York City
431 | Ithaca College | 4380 NY-14A |  | Geneva | NY | 14456 | 42.814 | -77.0487 | 2903.04 | 0 | 0 | 0 | 0 | 0 | 0 | 0 | 0 | 0 | 0 | 0 | FALSE | KROC | 2019-02-21 16:39 | 1 | Interlake |  | Offsite Resource | Solar Farm |  |  | New York State Electric and Gas |  | B - Genessee
434 | Hudson Valley Community College | 80 Vandenburgh Ave |  | Troy | NY | 12180 | 42.697 | -73.688 | 7845 | 0 | 0 | 0 | 0 | 0 | 0 | 0 | 0 | 0 | 0 | 0 | TRUE | KALB | 2019-02-21 16:04 | 1 |  | https://www.hvcc.edu/index.php | Education | College or University |  |  | National Grid - Upstate NY (Niagara Mohawk) | National Grid - Upstate NY (Niagara Mohawk) | F - Capital
435 | Sheraton New York Hotel and Tower | 811 Seventh Ave |  | New York | NY | 10019 | 40.763 | -73.982 | 250 | 0 | 0 | 0 | 0 | 0 | 0 | 0 | 0 | 0 | 0 | 0 | FALSE | KJFK | 2019-02-21 16:03 | 1 |  |  | Lodging | Hotel |  |  | Consolidated Edison | Consolidated Edison | J - New York City
438 | SUNY Buffalo | Alumni Arena, Amherst Campus |  | Buffalo | NY | 14260 | 43 | -78.777 | 120 | 0 | 0 | 0 | 0 | 0 | 0 | 0 | 0 | 0 | 0 | 0 | FALSE | KBUF | 2019-02-21 16:04 | 1 |  | http://www.buffalo.edu | Education | College or University |  |  | National Grid - Upstate NY (Niagara Mohawk) | National Fuel Gas Distribution | A - West
439 | Fonda Fultonville CSD | 112 Old Johnstown Rd |  | Fonda | NY | 12068 | 42.962 | -74.371 | 1336 | 0 | 0 | 0 | 0 | 0 | 0 | 0 | 0 | 0 | 0 | 0 | TRUE | KALB | 2019-02-21 16:04 | 1 |  | http://www.fondafultonvilleschools.org/ | Education |  |  |  | National Grid - Upstate NY (Niagara Mohawk) | National Grid - Upstate NY (Niagara Mohawk) | F - Capital
441 | Rochester International Airport | 1200 Brooks Ave |  | Rochester | NY | 14624 | 43.131 | -77.669 | 1500 | 0 | 0 | 0 | 0 | 0 | 0 | 0 | 0 | 0 | 0 | 0 | TRUE | KROC | 2019-02-21 16:04 | 1 |  | http://www2.monroecounty.gov/airport-index.php | Public Assembly | Transportation Terminal |  |  | Rochester Gas and Electric | Rochester Gas and Electric | B - Genessee
442 | Corning Glass Works Building | 717 Fifth Ave |  | New York | NY | 10022 | 40.762 | -73.974 | 1600 | 0 | 0 | 0 | 0 | 0 | 0 | 0 | 0 | 0 | 0 | 0 | FALSE | KJFK | 2019-02-21 16:04 | 1 | Equity Office Properties - 717 5th Ave, Merrill Lynch Financial Center |  | Office | Administrative or Professional Office |  |  | Consolidated Edison | Consolidated Edison | J - New York City
444 | Sheland Farms | 12043 County Rd 79 |  | Adams | NY | 13605 | 43.82 | -76.05 | 100 | 0 | 0 | 0 | 0 | 0 | 0 | 0 | 0 | 0 | 0 | 0 | FALSE | KSYR | 2019-02-21 16:05 | 1 |  |  | Agricultural | Dairy |  |  | National Grid - Upstate NY (Niagara Mohawk) |  | E - Mohawk Valley
445 | Patterson Farms | 1131 Aurelius/Springport Townline Rd |  | Auburn | NY | 13021 | 42.897 | -76.665 | 405 | 0 | 0 | 0 | 0 | 0 | 0 | 0 | 0 | 0 | 0 | 0 | FALSE | KSYR | 2019-02-21 16:51 | 2 |  |  | Agricultural | Dairy |  |  | New York State Electric and Gas | New York State Electric and Gas | C - Central
446 | Sunny Knoll Farm | 7429 Burke Hill Rd |  | Perry | NY | 14530 | 42.758 | -78.006 | 230 | 0 | 0 | 0 | 0 | 0 | 0 | 0 | 0 | 0 | 0 | 0 | FALSE | KROC | 2019-02-21 16:04 | 1 |  |  | Agricultural | Dairy |  |  | New York State Electric and Gas | Rochester Gas and Electric | A - West
456 | Shoprite Supermarket | 1080 McDonald Ave |  | Brooklyn | NY | 11230 | 40.627 | -73.979 | 140 | 0 | 0 | 0 | 0 | 0 | 0 | 0 | 0 | 0 | 0 | 0 | FALSE | KJFK | 2019-02-21 16:04 | 1 |  | http://www.shoprite.com | Food Sales | Grocery Store or Food Market |  |  | Consolidated Edison | National Grid - Upstate NY (Niagara Mohawk) | J - New York City
457 | Allied Frozen Storage | 4 Owens Rd |  | Brockport | NY | 14420 | 43.205 | -77.923 | 2500 | 0 | 0 | 0 | 0 | 0 | 0 | 0 | 0 | 0 | 0 | 0 | TRUE | KROC | 2019-02-21 16:08 | 1 |  | http://www.alliedfrozenstorage.com/ | Warehouse and Storage | Refrigerated Warehouse |  |  | National Grid - Upstate NY (Niagara Mohawk) | Rochester Gas and Electric | A - West
467 | Van Blarcom Closures | 156 Sanford St |  | Brooklyn | NY | 11205 | 40.6942 | -73.9537 | 1200 | 8784 | 0 | 0 | 0 | 0 | 0 | 0 | 0 | 0 | 0 | 0 | TRUE | KJFK | 2019-02-21 16:40 | 1 |  | http://vbcpkg.com/ | Manufacturing |  |  |  | Consolidated Edison |  | J - New York City
468 | Ronald McDonald House | 405 East 73rd St |  | New York | NY | 10021 | 40.7684 | -73.9546 | 250 | 0 | 0 | 0 | 0 | 0 | 0 | 0 | 0 | 0 | 0 | 0 | TRUE | KNYC | 2019-02-21 16:39 | 1 |  | http://www.rmh-newyork.org/ | Lodging | Nursing Home, Assisted Living, or Other Residential Care |  |  | Consolidated Edison | Consolidated Edison | J - New York City
469 | Spellman High Voltage | 475 Wireless Blvd |  | Hauppauge | NY | 11788 | 40.8128 | -73.2594 | 471.58 | 0 | 0 | 0 | 0 | 0 | 0 | 0 | 0 | 0 | 0 | 0 | FALSE | KJFK | 2019-02-21 16:39 | 1 |  | http://www.spellmanhv.com/ | Manufacturing |  |  |  | Long Island Power Authority (PSEG-LI) |  | K - Long Island
470 | Gloversville Johnstown WWTP | 191 Union Ave |  | Johnstown | NY | 12095 | 42.991 | -74.394 | 2150 | 0 | 0 | 0 | 0 | 0 | 0 | 0 | 0 | 0 | 0 | 0 | FALSE | KSYR | 2019-04-05 15:01 | 4 |  |  | Utilities Water and Waste Management | Wastewater Treatment Plant |  |  | National Grid - Upstate NY (Niagara Mohawk) | National Grid - Upstate NY (Niagara Mohawk) | F - Capital
472 | Cornell University Agricultural Experiment Station (CUAES) | 2333-2357 Black Rock Rd |  | Aurora | NY | 13026 | 42.7328 | -76.6642 | 5654.4 | 0 | 0 | 0 | 0 | 0 | 0 | 0 | 0 | 0 | 0 | 0 | FALSE | KITH | 2019-02-21 17:43 | 3 | Musgrave Research Farm |  | Education | College or University |  |  | New York State Electric and Gas |  | C - Central
473 | PatterSun Solar 1.3 | 271 Cornwall Hill Rd |  | Patterson | NY | 12563 | 41.4949 | -73.609 | 1368.9 | 0 | 0 | 0 | 0 | 0 | 0 | 0 | 0 | 0 | 0 | 0 | FALSE | KPOU | 2019-02-21 16:39 | 1 |  |  | Utilities Water and Waste Management | Landfill |  |  | New York State Electric and Gas |  | G - Hudson Valley
474 | City of Ogdensburg | 1200 Champlain St |  | Ogdensburg | NY | 13669 | 44.7004 | -75.4583 | 1131 | 0 | 0 | 0 | 0 | 0 | 0 | 0 | 0 | 0 | 0 | 0 | FALSE | KOGS | 2019-02-21 16:40 | 1 |  |  | Offsite Resource | Solar Farm |  |  | National Grid - Upstate NY (Niagara Mohawk) |  | E - Mohawk Valley
475 | Roosevelt Terrace | 35 50 85th St |  | Jackson Heights | NY | 11372 | 40.7508 | -73.8841 | 100 | 700 | 0 | 0 | 0 | 0 | 0 | 0 | 0 | 0 | 0 | 0 | FALSE | KJFK | 2019-02-21 16:40 | 1 | Roosevelt Terrace Cooperative Inc. |  | Residential | Multifamily |  |  | Consolidated Edison | National Grid - NYC (Brooklyn Union) | J - New York City
476 | Regional Food Bank of NE NY - Cornwall On Hudson | 195 Hudson St |  | Cornwall On Hudson | NY | 12520 | 41.4435 | -74.0129 | 261.27 | 0 | 0 | 0 | 0 | 0 | 0 | 0 | 0 | 0 | 0 | 0 | FALSE | KPOU | 2019-02-21 16:40 | 1 |  |  | Warehouse and Storage | Distribution or Shipping Center |  |  | Central Hudson Gas and Electric |  | G - Hudson Valley
477 | Scarborough Manor | 16 Rockledge Ave |  | Ossining | NY | 10562 | 41.1444 | -73.8669 | 456.63 | 0 | 0 | 0 | 0 | 0 | 0 | 0 | 0 | 0 | 0 | 0 | FALSE | KPOU | 2019-02-21 16:40 | 1 |  |  | Residential | Multifamily |  |  | Consolidated Edison |  | H - Millwood
478 | Canandaigua #2 | 2970 County Rd 10 |  | Canandaigua | NY | 14424 | 42.8882 | -77.2501 | 1627.92 | 0 | 0 | 0 | 0 | 0 | 0 | 0 | 0 | 0 | 0 | 0 | FALSE | KROC | 2019-02-21 16:40 | 1 |  |  | Offsite Resource | Solar Farm |  |  | New York State Electric and Gas |  | B - Genessee
482 | The Times Square | 255 West 43rd St |  | New York | NY | 10036 | 40.7578 | -73.9973 | 200 | 1394 | 0 | 0 | 0 | 0 | 0 | 0 | 0 | 0 | 0 | 0 | FALSE | KLGA | 2019-02-21 16:40 | 1 | Times Square Apartments |  | Residential | Multifamily |  |  | Consolidated Edison | Consolidated Edison | J - New York City
483 | The Eldorado | 300 Central Park West |  | New York | NY | 10024 | 40.7883 | -73.9698 | 75 | 523 | 0 | 0 | 0 | 0 | 0 | 0 | 0 | 0 | 0 | 0 | TRUE | KLGA | 2019-02-21 16:40 | 1 |  |  | Residential | Multifamily |  |  | Consolidated Edison | Consolidated Edison | J - New York City
484 | 400 Central Park West | 400 Central Park West |  | New York | NY | 10024 | 40.7942 | -73.9659 | 100 | 643 | 0 | 0 | 0 | 0 | 0 | 0 | 0 | 0 | 0 | 0 | TRUE | KLGA | 2019-02-21 16:40 | 1 |  |  | Residential | Multifamily |  |  | Consolidated Edison | Consolidated Edison | J - New York City
485 | Clancy Moving Systems | 2963 NY-22 |  | Patterson | NY | 12563 | 41.5066 | -73.5908 | 521.52 | 0 | 0 | 0 | 0 | 0 | 0 | 0 | 0 | 0 | 0 | 0 | FALSE | KPOU | 2019-02-21 16:43 | 1 |  | http://clancymoving.com/ | Warehouse and Storage | Distribution or Shipping Center |  |  | New York State Electric and Gas |  | G - Hudson Valley
486 | Regional Food Bank of NE NY - Latham | 965 Albany Shaker Rd |  | Latham | NY | 12110 | 42.7641 | -73.8152 | 589.12 | 0 | 0 | 0 | 0 | 0 | 0 | 0 | 0 | 0 | 0 | 0 | FALSE | KALB | 2019-02-21 16:40 | 1 |  |  | Warehouse and Storage | Distribution or Shipping Center |  |  | National Grid - Upstate NY (Niagara Mohawk) |  | F - Capital
487 | Patrick E Gorman Housing | 1381 Linden Blvd |  | Brooklyn | NY | 11212 | 40.6551 | -73.9091 | 200 | 1284 | 0 | 0 | 0 | 0 | 0 | 0 | 0 | 0 | 0 | 0 | TRUE | KJFK | 2019-02-21 16:41 | 1 |  |  | Residential | Multifamily |  |  | Consolidated Edison | National Grid - NYC (Brooklyn Union) | J - New York City
488 | REL Gateway North | 340 Gateway Dr |  | Brooklyn | NY | 11239 | 40.651 | -73.8777 | 378 | 0 | 0 | 0 | 0 | 0 | 0 | 0 | 0 | 0 | 0 | 0 | FALSE | KLGA | 2019-02-21 16:41 | 1 |  |  | Mercantile (Enclosed and Strip Malls) | Enclosed Mall |  |  | Consolidated Edison |  | J - New York City
489 | REL Gateway South | 501 Gateway Dr |  | Brooklyn | NY | 11239 | 40.6525 | -73.8727 | 378 | 0 | 0 | 0 | 0 | 0 | 0 | 0 | 0 | 0 | 0 | 0 | FALSE | KLGA | 2019-02-21 16:41 | 1 |  |  | Mercantile (Enclosed and Strip Malls) | Enclosed Mall |  |  | Consolidated Edison |  | J - New York City
490 | Plaza Residences - 23-25 | 25 New Lots Ave |  | Brooklyn | NY | 11212 | 40.6571 | -73.9044 | 105 | 606 | 0 | 0 | 0 | 0 | 0 | 0 | 0 | 0 | 0 | 0 | TRUE | KNYC | 2019-02-21 16:41 | 1 |  | http://www.reliantrs.com/Plaza.html | Residential | Multifamily |  |  | Consolidated Edison | National Grid - NYC (Brooklyn Union) | J - New York City
491 | RenovusRock | 5282 Catherine St |  | Millport | NY | 14864 | 42.2582 | -76.8367 | 656.64 | 0 | 0 | 0 | 0 | 0 | 0 | 0 | 0 | 0 | 0 | 0 | FALSE | KITH | 2019-02-21 16:41 | 1 |  |  | Offsite Resource | Solar Farm |  |  | New York State Electric and Gas |  | C - Central
492 | Plaza Residences - 250-252 | 37 New Lots Ave |  | Brooklyn | NY | 11212 | 40.6579 | -73.9041 | 70 | 404 | 0 | 0 | 0 | 0 | 0 | 0 | 0 | 0 | 0 | 0 | TRUE | KNYC | 2019-02-21 16:41 | 1 |  | http://www.reliantrs.com/Plaza.html | Residential | Multifamily |  |  | Consolidated Edison | National Grid - NYC (Brooklyn Union) | J - New York City
493 | Jetro College Point | 15-24 132nd St |  | College Point | NY | 11356 | 40.7839 | -73.8372 | 718.092 | 0 | 0 | 0 | 0 | 0 | 0 | 0 | 0 | 0 | 0 | 0 | FALSE | KLGA | 2019-02-21 16:41 | 1 |  |  | Mercantile (Retail Other Than Malls) | Retail Store |  |  | Consolidated Edison |  | J - New York City
494 | Remeeder House - Alabama | 331 Alabama Ave |  | Brooklyn | NY | 11207 | 40.6682 | -73.8977 | 35 | 202 | 0 | 0 | 0 | 0 | 0 | 0 | 0 | 0 | 0 | 0 | FALSE | KNYC | 2019-02-21 16:41 | 1 |  |  | Residential | Multifamily |  |  | Consolidated Edison | National Grid - NYC (Brooklyn Union) | J - New York City
495 | Remeeder House - Blake | 585 Blake Ave |  | Brooklyn | NY | 11207 | 40.6677 | -73.8973 | 35 | 202 | 0 | 0 | 0 | 0 | 0 | 0 | 0 | 0 | 0 | 0 | FALSE | KNYC | 2019-02-21 16:41 | 1 |  |  | Residential | Multifamily |  |  | Consolidated Edison | National Grid - NYC (Brooklyn Union) | J - New York City
496 | Remeeder House - Sheffield | 350 Sheffield Ave |  | Brooklyn | NY | 11207 | 40.6687 | -73.8962 | 35 | 202 | 0 | 0 | 0 | 0 | 0 | 0 | 0 | 0 | 0 | 0 | FALSE | KNYC | 2019-02-21 16:41 | 1 |  |  | Residential | Multifamily |  |  | Consolidated Edison | National Grid - NYC (Brooklyn Union) | J - New York City
497 | Remeeder House - Sutter | 580 Sutter Ave |  | Brooklyn | NY | 11207 | 40.6692 | -73.8975 | 35 | 202 | 0 | 0 | 0 | 0 | 0 | 0 | 0 | 0 | 0 | 0 | FALSE | KNYC | 2019-02-21 16:41 | 1 |  |  | Residential | Multifamily |  |  | Consolidated Edison | National Grid - NYC (Brooklyn Union) | J - New York City
499 | 4C Foods Corp | 580 Fountain Ave |  | Brooklyn | NY | 11208 | 40.666 | -73.874 | 850 | 2062 | 0 | 0 | 0 | 0 | 0 | 0 | 0 | 0 | 0 | 0 | TRUE | KJFK | 2019-04-08 09:05 | 3 |  | http://www.4c.com/ | Manufacturing | Food |  |  | Consolidated Edison | National Grid - NYC (Brooklyn Union) | J - New York City
500 | Orange County DPW | 110 Wells Farm Rd |  | Goshen | NY | 10924 | 41.4049 | -74.3617 | 2131.56 | 0 | 0 | 0 | 0 | 0 | 0 | 0 | 0 | 0 | 0 | 0 | FALSE | KPOU | 2019-02-21 16:42 | 1 |  |  | Office | Government Office |  |  | Orange and Rockland Utilities |  | G - Hudson Valley
501 | Somers Middle School | 250 U.S. 202 |  | Somers | NY | 10589 | 41.326 | -73.6966 | 120.9 | 0 | 0 | 0 | 0 | 0 | 0 | 0 | 0 | 0 | 0 | 0 | FALSE | KPOU | 2019-02-21 16:42 | 1 |  |  | Education | Elementary or Middle School |  |  | New York State Electric and Gas |  | H - Millwood
502 | Steel Sun - Main Street / Amherst Campus | 2303 Hamburg Tpke |  | Lackawanna | NY | 14218 | 42.8222 | -78.8514 | 4071 | 0 | 0 | 0 | 0 | 0 | 0 | 0 | 0 | 0 | 0 | 0 | FALSE | KBUF | 2019-02-21 16:53 | 2 |  |  | Offsite Resource | Solar Farm |  |  | National Grid - Upstate NY (Niagara Mohawk) |  | A - West
503 | Sullivan County Adult Care | 256 Sunset Lake |  | Liberty | NY | 12754 | 41.7966 | -74.7103 | 2482.52 | 0 | 0 | 0 | 0 | 0 | 0 | 0 | 0 | 0 | 0 | 0 | FALSE | KPOU | 2019-02-21 16:42 | 1 |  |  | Lodging | Nursing Home, Assisted Living, or Other Residential Care |  |  | New York State Electric and Gas |  | E - Mohawk Valley
505 | Grace Towers | 2060 Pitkin Ave |  | Brooklyn | NY | 11207 | 40.6712 | -73.8984 | 70 | 404 | 0 | 0 | 0 | 0 | 0 | 0 | 0 | 0 | 0 | 0 | TRUE | KJFK | 2019-02-21 16:42 | 1 |  |  | Residential | Multifamily |  |  | Consolidated Edison | National Grid - NYC (Brooklyn Union) | J - New York City
506 | Park Lane North | 118-17 Union Tpke |  | Forest Hills | NY | 10019 | 40.7129 | -73.8347 | 105 | 606 | 0 | 0 | 0 | 0 | 0 | 0 | 0 | 0 | 0 | 0 | TRUE | KLGA | 2019-02-21 16:42 | 1 |  | http://www.parklanenorth.com/ | Residential | Multifamily |  |  | Consolidated Edison | National Grid - NYC (Brooklyn Union) | J - New York City
507 | Oneida South | 6415 Sutliff Rd |  | Rome | NY | 13440 | 43.1695 | -75.4058 | 2600 | 0 | 0 | 0 | 0 | 0 | 0 | 0 | 0 | 0 | 0 | 0 | FALSE | KSYR | 2019-02-21 16:42 | 1 |  |  | Offsite Resource | Solar Farm |  |  | National Grid - Upstate NY (Niagara Mohawk) |  | E - Mohawk Valley
508 | Mount Vernon High School | 100 California Rd |  | Mount Vernon | NY | 10552 | 40.9254 | -73.8173 | 150 | 784 | 0 | 0 | 0 | 0 | 0 | 0 | 0 | 0 | 0 | 0 | FALSE | KLGA | 2019-02-21 17:44 | 2 |  | https://www.mtvernoncsd.org/ | Education | High School |  |  | Consolidated Edison | Consolidated Edison | I - Dunwoodie
509 | Onondaga County - Clearwater WWTP | 1633 Rathburn Rd |  | Oswego | NY | 13126 | 43.4293 | -76.5168 | 2433.9 | 0 | 0 | 0 | 0 | 0 | 0 | 0 | 0 | 0 | 0 | 0 | FALSE | KSYR | 2019-02-21 16:43 | 1 |  |  | Utilities Water and Waste Management | Wastewater Treatment Plant |  |  | National Grid - Upstate NY (Niagara Mohawk) |  | C - Central
510 | Town of Halfmoon | 8 Brookwood Rd |  | Waterford | NY | 12188 | 42.835 | -73.6779 | 1298.08 | 0 | 0 | 0 | 0 | 0 | 0 | 0 | 0 | 0 | 0 | 0 | FALSE | KALB | 2019-02-21 16:43 | 1 |  |  | Office | Government Office |  |  | National Grid - Upstate NY (Niagara Mohawk) |  | F - Capital
511 | DO & CO New York Catering, Inc | 149-32 132nd St |  | Jamaica | NY | 11430 | 40.6655 | -73.8084 | 210 | 1212 | 0 | 0 | 0 | 0 | 0 | 0 | 0 | 0 | 0 | 0 | FALSE | KJFK | 2019-02-21 16:43 | 1 |  |  | Food Service | Catering Service or Reception Hall |  |  | Consolidated Edison | National Grid - NYC (Brooklyn Union) | J - New York City
512 | Otsego County Gravel Pit | County Rd 11 |  | Laurens | NY | 13796 | 42.5504 | -75.0796 | 1115.49 | 0 | 0 | 0 | 0 | 0 | 0 | 0 | 0 | 0 | 0 | 0 | FALSE | KSYR | 2019-02-21 16:43 | 1 |  |  | Manufacturing | Nonmetallic Mineral Products |  |  | National Grid - Upstate NY (Niagara Mohawk) |  | E - Mohawk Valley
513 | Oneida Herkimer Solid Waste Authority | 7423 River Rd |  | Rome | NY | 13440 | 43.2054 | -75.3981 | 1092 | 0 | 0 | 0 | 0 | 0 | 0 | 0 | 0 | 0 | 0 | 0 | FALSE | KSYR | 2019-02-21 16:43 | 1 |  |  | Utilities Water and Waste Management | Wastewater Treatment Plant |  |  | National Grid - Upstate NY (Niagara Mohawk) |  | E - Mohawk Valley
514 | Cardinal Spellman High School | 167 6th St |  | Brooklyn | NY | 11211 | 40.6742 | -73.9908 | 233.8 | 0 | 0 | 0 | 0 | 0 | 0 | 0 | 0 | 0 | 0 | 0 | FALSE | KJFK | 2019-02-21 16:43 | 1 |  |  | Education | High School |  |  | Consolidated Edison |  | J - New York City
517 | Letchworth CSD | 5550 School Rd |  | Gainesville | NY | 14066 | 42.6301 | -78.1196 | 1609.97 | 0 | 0 | 0 | 0 | 0 | 0 | 0 | 0 | 0 | 0 | 0 | FALSE | KROC | 2019-02-21 16:43 | 1 |  | http://www.letchworth.k12.ny.us/ | Education |  |  |  | New York State Electric and Gas |  | A - West
518 | Target Latham | 675 Troy Schenectady Rd |  | Latham | NY | 12110 | 42.7556 | -73.7748 | 449.82 | 0 | 0 | 0 | 0 | 0 | 0 | 0 | 0 | 0 | 0 | 0 | FALSE | KALB | 2019-02-21 16:43 | 1 |  | https://www.target.com/sl/latham/1915 | Mercantile (Retail Other Than Malls) | Retail Store |  |  | National Grid - Upstate NY (Niagara Mohawk) |  | F - Capital
519 | Orange Solar One | 2679 Yawger Hill Rd |  | Bradford | NY | 14815 | 42.363 | -77.1021 | 217.8 | 0 | 0 | 0 | 0 | 0 | 0 | 0 | 0 | 0 | 0 | 0 | FALSE | KITH | 2019-02-21 17:43 | 2 |  |  | Offsite Resource | Solar Farm |  |  | New York State Electric and Gas |  | C - Central
520 | EsopuSol | 70 West Shore Dr |  | West Park | NY | 12429 | 41.8006 | -73.9654 | 860 | 0 | 0 | 0 | 0 | 0 | 0 | 0 | 0 | 0 | 0 | 0 | FALSE | KPOU | 2019-02-21 17:43 | 2 |  |  | Utilities Water and Waste Management | Landfill |  |  | Central Hudson Gas and Electric |  | G - Hudson Valley
521 | Dimension Fabricators | 2000 7th St |  | Schenectady | NY | 12302 | 42.8424 | -73.9971 | 945.63 | 0 | 0 | 0 | 0 | 0 | 0 | 0 | 0 | 0 | 0 | 0 | FALSE | KALB | 2019-02-21 17:43 | 2 |  | https://www.dimensionfabricators.com/ | Manufacturing |  |  |  | National Grid - Upstate NY (Niagara Mohawk) |  | F - Capital
522 | Poughkeepsie Day School | 260 Boardman Rd |  | Poughkeepsie | NY | 12603 | 41.6595 | -73.8904 | 473.85 | 0 | 0 | 0 | 0 | 0 | 0 | 0 | 0 | 0 | 0 | 0 | FALSE | KPOU | 2019-02-21 17:44 | 2 |  | https://poughkeepsieday.org/ | Education |  |  |  | Central Hudson Gas and Electric |  | G - Hudson Valley
523 | Mastercard International Incorporated | 2000 Purchase St |  | Purchase | NY | 10577 | 41.0235 | -73.7165 | 418 | 0 | 0 | 0 | 0 | 0 | 0 | 0 | 0 | 0 | 0 | 0 | FALSE | KPOU | 2019-02-21 17:44 | 2 |  | https://www.mastercard.us/en-us.html | Office |  |  |  | Consolidated Edison |  | I - Dunwoodie
524 | Target Richmond Avenue | 2873 Richmond Ave |  | Staten Island | NY | 10314 | 40.5747 | -74.169 | 690.1 | 0 | 0 | 0 | 0 | 0 | 0 | 0 | 0 | 0 | 0 | 0 | FALSE | KJFK | 2019-02-21 17:44 | 2 |  | https://www.target.com/sl/staten-island/2753 | Mercantile (Retail Other Than Malls) | Retail Store |  |  | Consolidated Edison |  | J - New York City
525 | Target Veterans Road | 2900 Veterans Rd W |  | Staten Island | NY | 10309 | 40.5287 | -74.2348 | 686.08 | 0 | 0 | 0 | 0 | 0 | 0 | 0 | 0 | 0 | 0 | 0 | FALSE | KJFK | 2019-02-21 17:44 | 2 |  | https://www.target.com/sl/staten-island/2006 | Mercantile (Retail Other Than Malls) | Retail Store |  |  | Consolidated Edison |  | J - New York City
526 | Greenpark Care Center | 140 Saint Edwards St |  | Brooklyn | NY | 11201 | 40.693 | -73.978 | 150 | 0 | 0 | 0 | 0 | 0 | 0 | 0 | 0 | 0 | 0 | 0 | FALSE | KJFK | 2019-02-21 17:37 | 2 |  |  | Lodging | Nursing Home, Assisted Living, or Other Residential Care |  |  | Consolidated Edison | National Grid - Long Island (KeySpan East) | J - New York City
527 | Twin Birch | 1001 Lacy Rd |  | Skaneateles | NY | 13152 | 42.865 | -76.431 | 405 | 0 | 0 | 0 | 0 | 0 | 0 | 0 | 0 | 0 | 0 | 0 | FALSE | KSYR | 2019-02-21 17:38 | 4 |  |  | Agricultural | Dairy |  |  | National Grid - Upstate NY (Niagara Mohawk) |  | C - Central
528 | Pepsi Co. | 112-02 15th Ave |  | College Point | NY | 11356 | 40.784 | -73.855 | 1460 | 0 | 0 | 0 | 0 | 0 | 0 | 0 | 0 | 0 | 0 | 0 | TRUE | KJFK | 2019-02-21 17:37 | 2 |  | http://www.pepsi.com/en-us/d | Warehouse and Storage | Distribution or Shipping Center |  |  | Consolidated Edison | National Grid - Long Island (KeySpan East) | J - New York City
529 | Macy's East | 422 Fulton St |  | Brooklyn | NY | 11201 | 40.691 | -73.986 | 1050 | 0 | 0 | 0 | 0 | 0 | 0 | 0 | 0 | 0 | 0 | 0 | TRUE | KJFK | 2019-02-21 17:37 | 2 |  |  | Mercantile (Retail Other Than Malls) | Retail Store |  |  | Consolidated Edison | National Grid - Long Island (KeySpan East) | J - New York City
530 | Long Island Jewish Medical Center | 270-05 76th Ave |  | New Hyde Park | NY | 11040 | 40.753 | -73.707 | 3000 | 0 | 0 | 0 | 0 | 0 | 0 | 0 | 0 | 0 | 0 | 0 | FALSE | KJFK | 2019-02-21 17:38 | 2 |  | https://www.northshorelij.com/find-care/locations/long-island-jewish-medical-center | Health Care (Inpatient) | Hospital |  |  | Consolidated Edison | National Grid - Long Island (KeySpan East) | K - Long Island
531 | Schwab House | 11 Riverside Drive |  | New York | NY | 10023 | 40.781 | -73.9846 | 300 | 0 | 0 | 0 | 0 | 0 | 0 | 0 | 0 | 0 | 0 | 0 | TRUE | KLGA | 2019-02-21 17:37 | 2 |  |  | Residential | Multifamily |  |  | Consolidated Edison | Consolidated Edison | J - New York City
532 | NY Presbyterian Hospital | 525 East 68th St |  | New York | NY | 10021 | 40.764 | -73.954 | 7500 | 0 | 0 | 0 | 0 | 0 | 0 | 0 | 0 | 0 | 0 | 0 | TRUE | KLGA | 2019-02-21 17:38 | 2 |  | http://www.nyp.org | Health Care (Inpatient) | Hospital |  |  | Consolidated Edison | Consolidated Edison | J - New York City
533 | Hilton - New York | 1335 Sixth Ave |  | New York | NY | 10019 | 40.762 | -73.979 | 1950 | 9320.003 | 0 | 0 | 0 | 0 | 0 | 0 | 0 | 0 | 0 | 0 | TRUE | KJFK | 2019-02-21 16:44 | 2 |  | http://www3.hilton.com/en/hotels/new-york/new-york-hilton-midtown-NYCNHHH/index.html | Lodging | Hotel |  |  | Consolidated Edison | Consolidated Edison | J - New York City
534 | 1211 Avenue of the Americas | 1211 6th Ave |  | Manhattan | NY | 10036 | 40.758 | -73.982 | 400 | 0 | 0 | 0 | 0 | 0 | 0 | 0 | 0 | 0 | 0 | 0 | FALSE | KLGA | 2019-02-21 17:39 | 2 |  |  | Office |  |  |  | Consolidated Edison | Consolidated Edison | J - New York City
535 | New York City School Q204 | 36-41 28th St |  | Queens | NY | 11106 | 40.7572 | -73.9346 | 159.21 | 0 | 0 | 0 | 0 | 0 | 0 | 0 | 0 | 0 | 0 | 0 | FALSE | KLGA | 2019-02-21 17:43 | 2 |  |  | Education |  |  |  | Consolidated Edison |  | J - New York City
537 | Lincoln Towers | 205 West End Ave |  | New York | NY | 10023 | 40.778 | -73.986 | 0 | 0 | 0 | 0 | 0 | 0 | 0 | 0 | 0 | 0 | 0 | 0 | FALSE | KLGA | 2019-02-21 17:48 | 0 | 204 West End Ave | http://www.lincolntowers.com/info/building_info/205.php | Residential | Multifamily |  | 543 | Consolidated Edison | Consolidated Edison | J - New York City
538 | Bulova Corporate Center | 2525 Astoria Blvd |  | Astoria | NY | 11102 | 40.771 | -73.922 | 0 | 0 | 0 | 0 | 0 | 0 | 0 | 0 | 0 | 0 | 0 | 0 | FALSE | KLGA | 2019-02-21 17:48 | 0 |  | http://bdg.net/projects/bulova-corporate-center/ | Office | Administrative or Professional Office |  |  | Consolidated Edison | National Grid - Long Island (KeySpan East) | J - New York City
539 | Geneva General Hospital | 196 North St |  | Geneva | NY | 14456 | 42.876 | -76.987 | 0 | 0 | 0 | 0 | 0 | 0 | 0 | 0 | 0 | 0 | 0 | 0 | FALSE | KITH | 2019-02-21 17:48 | 0 |  | http://www.flhealth.org/GenevaGeneralHospital | Health Care (Inpatient) | Hospital |  |  | New York State Electric and Gas | New York State Electric and Gas | C - Central
540 | Shore View Nursing Home | 2865 Brighton 3rd St |  | Brooklyn | NY | 11235 | 40.581 | -73.966 | 0 | 0 | 0 | 0 | 0 | 0 | 0 | 0 | 0 | 0 | 0 | 0 | FALSE | KJFK | 2019-02-21 17:48 | 0 |  | http://shoreview.cassenacare.com/ | Lodging | Nursing Home, Assisted Living, or Other Residential Care |  |  | Consolidated Edison | National Grid - Long Island (KeySpan East) | J - New York City
541 | Tribeca Green | 625 Madison Ave |  | New York | NY | 10022 | 40.763 | -73.971 | 0 | 0 | 0 | 0 | 0 | 0 | 0 | 0 | 0 | 0 | 0 | 0 | FALSE | KLGA | 2019-02-21 17:48 | 0 |  | http://www.tribecagreen.com/ | Residential | Multifamily |  |  | Consolidated Edison | Consolidated Edison | J - New York City
542 | Rockland Bakery | 80 Schoolhouse Rd, Suite 110 |  | Spring Valley | NY | 10977 | 41.08 | -74.055 | 0 | 0 | 0 | 0 | 0 | 0 | 0 | 0 | 0 | 0 | 0 | 0 | FALSE | KHPN | 2019-02-21 17:48 | 0 |  | http://www.rocklandbakery.com/ | Manufacturing | Food |  |  | Orange and Rockland Utilities |  | G - Hudson Valley
543 | Stevenson Commons | 755 White Plains Rd |  | Bronx | NY | 10473 | 40.821 | -73.858 | 0 | 0 | 0 | 0 | 0 | 0 | 0 | 0 | 0 | 0 | 0 | 0 | FALSE | KLGA | 2019-02-21 17:48 | 0 |  | http://stevensoncommons.com | Residential | Multifamily |  |  | Consolidated Edison | Consolidated Edison | J - New York City
544 | Avila Retirement Community | 25 Columbia Circle |  | Albany | NY | 12203 | 42.702 | -73.858 | 0 | 0 | 0 | 0 | 0 | 0 | 0 | 0 | 0 | 0 | 0 | 0 | FALSE | KALB | 2019-02-21 17:48 | 0 |  | http://www.avilaretirement.com/ | Lodging | Nursing Home, Assisted Living, or Other Residential Care |  |  | National Grid - Upstate NY (Niagara Mohawk) | National Grid - Upstate NY (Niagara Mohawk) | F - Capital
545 | Cortland Memorial Hospital | 134 Homer Ave |  | Cortland | NY | 13045 | 42.608 | -76.186 | 0 | 0 | 0 | 0 | 0 | 0 | 0 | 0 | 0 | 0 | 0 | 0 | FALSE | KITH | 2019-02-21 17:48 | 0 |  | http://www.cortlandregional.org/ | Health Care (Inpatient) | Hospital |  |  | National Grid - Upstate NY (Niagara Mohawk) | National Grid - Upstate NY (Niagara Mohawk) | C - Central
546 | Clinton Hill Apartments | 345 Clinton Ave |  | Brooklyn | NY | 11238 | 40.687 | -73.968 | 0 | 0 | 0 | 0 | 0 | 0 | 0 | 0 | 0 | 0 | 0 | 0 | FALSE | KLGA | 2019-02-21 17:48 | 0 |  | http://www.chaoc.com/ | Residential | Multifamily |  |  | Consolidated Edison | National Grid - Long Island (KeySpan East) | J - New York City
547 | The Jewish Home and Hospital | 100 West Kingsbridge Rd |  | Bronx | NY | 10468 | 40.868 | -73.901 | 0 | 0 | 0 | 0 | 0 | 0 | 0 | 0 | 0 | 0 | 0 | 0 | FALSE | KLGA | 2019-02-21 17:48 | 0 |  | http://jewishhome.org/locations/bronx/ | Lodging | Nursing Home, Assisted Living, or Other Residential Care |  |  | Consolidated Edison | Consolidated Edison | J - New York City
548 | Parker Towers | 104-20 Queens Blvd |  | Queens | NY | 11375 | 40.724 | -73.849 | 0 | 0 | 0 | 0 | 0 | 0 | 0 | 0 | 0 | 0 | 0 | 0 | FALSE | KLGA | 2019-02-21 17:48 | 0 |  | http://www.parkertowers.com/ | Residential | Multifamily |  |  | Consolidated Edison | National Grid - Long Island (KeySpan East) | J - New York City
549 | The Learning Center at Con Edison | 43-82 Vernon Blvd |  | Long Island City | NY | 11101 | 40.75 | -73.952 | 0 | 0 | 0 | 0 | 0 | 0 | 0 | 0 | 0 | 0 | 0 | 0 | FALSE | KLGA | 2019-02-21 17:48 | 0 |  | http://www.coned.com/tlc | Office | Mixed-Use Office |  |  | Consolidated Edison | National Grid - Long Island (KeySpan East) | J - New York City
550 | Rachel Bridge Corp | 1365 St Nicholas Ave |  | New York | NY | 10033 | 40.847 | -73.935 | 0 | 0 | 0 | 0 | 0 | 0 | 0 | 0 | 0 | 0 | 0 | 0 | FALSE | KLGA | 2019-02-21 17:48 | 0 |  |  | Residential | Multifamily |  |  | Consolidated Edison | Consolidated Edison | J - New York City
551 | Reckson Associates Office Building | 919 3rd Ave |  | New York | NY | 10022 | 40.759 | -73.968 | 0 | 0 | 0 | 0 | 0 | 0 | 0 | 0 | 0 | 0 | 0 | 0 | FALSE | KLGA | 2019-02-21 17:48 | 0 |  | http://www.reckson.com/ | Office | Administrative or Professional Office |  |  | Consolidated Edison | Consolidated Edison | J - New York City
552 | Bronx Zoo | 2300 Southern Ave |  | Bronx | NY | 10460 | 40.771 | -73.922 | 0 | 0 | 0 | 0 | 0 | 0 | 0 | 0 | 0 | 0 | 0 | 0 | FALSE | KLGA | 2019-02-21 17:48 | 0 |  | http://www.bronxzoo.com/ | Public Assembly | Entertainment or Culture |  |  | Consolidated Edison | Consolidated Edison | J - New York City
553 | New York Racquet & Tennis Club | 370 Park Ave |  | New York | NY | 10022 | 40.759 | -73.973 | 0 | 0 | 0 | 0 | 0 | 0 | 0 | 0 | 0 | 0 | 0 | 0 | FALSE | KLGA | 2019-02-21 17:48 | 0 |  |  | Public Assembly | Recreation |  |  | Consolidated Edison | Consolidated Edison | J - New York City
554 | New York University | 269 Mercer St |  | New York | NY | 10003 | 40.729 | -73.995 | 0 | 0 | 0 | 0 | 0 | 0 | 0 | 0 | 0 | 0 | 0 | 0 | FALSE | KLGA | 2019-02-21 17:48 | 0 |  | http://www.nyu.edu | Education | College or University |  |  | Consolidated Edison | Consolidated Edison | J - New York City
555 | The New York Times Company | 620 Eighth Ave |  | New York | NY | 10018 | 40.756 | -73.991 | 0 | 0 | 0 | 0 | 0 | 0 | 0 | 0 | 0 | 0 | 0 | 0 | FALSE | KLGA | 2019-02-21 17:48 | 0 |  | http://www.nytimes.com/ | Office | Administrative or Professional Office |  |  | Consolidated Edison | Consolidated Edison | J - New York City
556 | Proctors Theatre | 432 State St |  | Schenectady | NY | 12305 | 42.813 | -73.942 | 0 | 0 | 0 | 0 | 0 | 0 | 0 | 0 | 0 | 0 | 0 | 0 | FALSE | KALB | 2019-02-21 17:48 | 0 |  | http://www.proctors.org/ | Public Assembly | Entertainment or Culture |  |  | National Grid - Upstate NY (Niagara Mohawk) | National Grid - Upstate NY (Niagara Mohawk) | F - Capital
557 | SUNY ESF | 1 Forestry Drive |  | Syracuse | NY | 13210 | 43.035 | -76.137 | 470 | 1683 | 0 | 0 | 0 | 0 | 0 | 0 | 0 | 0 | 0 | 0 | TRUE | KSYR | 2019-02-21 16:57 | 2 | College of Environmental Science and Forestry | http://www.esf.edu/ | Education | College or University | 52400 |  | National Grid - Upstate NY (Niagara Mohawk) | National Grid - Upstate NY (Niagara Mohawk) | C - Central
558 | Power Pallet, Inc. | 4715 NY-30 |  | Amsterdam | NY | 12010 | 42.981 | -74.188 | 0 | 0 | 0 | 0 | 0 | 0 | 0 | 0 | 0 | 0 | 0 | 0 | FALSE | KALB | 2019-02-21 17:48 | 0 |  | http://www.powerpalletinc.com/ | Manufacturing | Wood Products |  |  | National Grid - Upstate NY (Niagara Mohawk) | National Grid - Upstate NY (Niagara Mohawk) | F - Capital
559 | W.J. Cowee, Inc. | 28 Taylor Ave |  | Berlin | NY | 12022 | 42.694 | -73.371 | 0 | 0 | 0 | 0 | 0 | 0 | 0 | 0 | 0 | 0 | 0 | 0 | FALSE | KALB | 2019-02-21 17:48 | 0 |  | http://www.cowee.com/ | Office | Mixed-Use Office |  |  | National Grid - Upstate NY (Niagara Mohawk) | National Grid - Upstate NY (Niagara Mohawk) | F - Capital
560 | Consumers Union | 101 Truman Ave |  | Yonkers | NY | 10703 | 40.9704 | -73.873 | 0 | 0 | 0 | 0 | 0 | 0 | 0 | 0 | 0 | 0 | 0 | 0 | FALSE | KHPN | 2019-02-21 17:48 | 0 | Micro Turbine Based CHP | http://www.consumerreports.org/cro/aboutus/findus/index.htm | Office |  |  |  | Consolidated Edison | Consolidated Edison | I - Dunwoodie
561 | NYS OGS/Suffolk State Office Building | 250 Veterans Hwy |  | Hauppauge | NY | 11788 | 40.822 | -73.224 | 0 | 0 | 0 | 0 | 0 | 0 | 0 | 0 | 0 | 0 | 0 | 0 | FALSE | KHPN | 2019-02-21 17:48 | 0 |  | http://ogs.ny.gov/bu/ba/directory.asp | Office | Government Office |  |  | Long Island Power Authority (PSEG-LI) | National Grid - Long Island (KeySpan East) | K - Long Island
562 | Waste Heat Sludge / City of Auburn | 35 Bradley St |  | Auburn | NY | 13021 | 42.943 | -76.595 | 0 | 0 | 0 | 0 | 0 | 0 | 0 | 0 | 0 | 0 | 0 | 0 | FALSE | KSYR | 2019-02-21 17:48 | 0 |  | http://www.auburnny.gov/Public_Documents/AuburnNY_Utilities/index | Utilities Water and Waste Management | Wastewater Treatment Plant |  |  | New York State Electric and Gas | New York State Electric and Gas | C - Central
563 | Cayuga Regional Digester | 7413 County House Rd |  | Auburn | NY | 13021 | 42.982 | -76.539 | 0 | 0 | 0 | 0 | 0 | 0 | 0 | 0 | 0 | 0 | 0 | 0 | FALSE | KSYR | 2019-02-21 17:48 | 0 |  | http://www.cayugaswcd.org/digester.html | Agricultural | Dairy |  |  | New York State Electric and Gas | New York State Electric and Gas | C - Central
564 | Seneca Meadows Landfill | 1786 Salcman Rd |  | Waterloo | NY | 13165 | 42.914 | -76.845 | 0 | 0 | 0 | 0 | 0 | 0 | 0 | 0 | 0 | 0 | 0 | 0 | FALSE | KITH | 2019-02-21 17:48 | 0 |  | http://www.senecameadows.com | Utilities Water and Waste Management | Landfill |  |  | New York State Electric and Gas |  | C - Central
565 | Madison-Oneida BOCES | 4937 Spring Rd |  | Verona | NY | 13478-3526 | 43.14 | -75.561 | 0 | 0 | 0 | 0 | 0 | 0 | 0 | 0 | 0 | 0 | 0 | 0 | FALSE | KSYR | 2019-02-21 17:48 | 0 |  | http://www.moboces.org/ | Education | Career or Vocational Training |  |  | National Grid - Upstate NY (Niagara Mohawk) | National Grid - Upstate NY (Niagara Mohawk) | E - Mohawk Valley
566 | Dairy Development International | 5937 U.S. 11 |  | Homer | NY | 13077 | 42.694 | -76.152 | 0 | 0 | 0 | 0 | 0 | 0 | 0 | 0 | 0 | 0 | 0 | 0 | FALSE | KSYR | 2019-02-21 17:48 | 0 |  |  | Agricultural | Dairy |  |  | New York State Electric and Gas |  | C - Central
567 | Matlink Farm | 439 Legters Rd |  | Clymer | NY | 14724 | 42.02 | -79.645 | 145 | 0 | 0 | 0 | 0 | 0 | 0 | 0 | 0 | 0 | 0 | 0 | FALSE | KERI | 2019-02-21 16:52 | 1 |  |  | Agricultural | Dairy |  |  | National Grid - Upstate NY (Niagara Mohawk) | National Grid - Upstate NY (Niagara Mohawk) | A - West
568 | Allied Converters, Inc. | 65 Drake Ave |  | New Rochelle | NY | 10805 | 40.901 | -73.788 | 0 | 0 | 0 | 0 | 0 | 0 | 0 | 0 | 0 | 0 | 0 | 0 | FALSE | KLGA | 2019-02-21 17:48 | 0 |  | http://www.alliedconverters.com | Manufacturing | Electrical Equip., Appliances, and Components |  |  | Consolidated Edison | Consolidated Edison | I - Dunwoodie
569 | Rego Park Healthcare | 111-26 Corona Ave |  | Flushing | NY | 11368 | 40.74 | -73.85 | 0 | 0 | 0 | 0 | 0 | 0 | 0 | 0 | 0 | 0 | 0 | 0 | FALSE | KLGA | 2019-02-21 17:48 | 0 |  | http://www.regoparkhealthcare.com | Lodging | Nursing Home, Assisted Living, or Other Residential Care |  |  | Consolidated Edison | Consolidated Edison | J - New York City
570 | Holliswood Care Center | 195-44 Woodhull Ave |  | Hollis | NY | 11369 | 40.712 | -73.764 | 0 | 0 | 0 | 0 | 0 | 0 | 0 | 0 | 0 | 0 | 0 | 0 | FALSE | KJFK | 2019-02-21 17:48 | 0 |  | http://www.holliswood.net | Lodging | Nursing Home, Assisted Living, or Other Residential Care |  |  | Consolidated Edison | National Grid - Long Island (KeySpan East) | J - New York City
571 | Oakwood Beach Water Pollution Control Plant | 751 Mill Rd |  | Staten Island | NY | 10306 | 40.551 | -74.117 | 0 | 0 | 0 | 0 | 0 | 0 | 0 | 0 | 0 | 0 | 0 | 0 | FALSE | KEWR | 2019-02-21 17:48 | 0 |  | http://www.nyc.gov/html/dep/html/wastewater/wwsystem-plants.shtml | Utilities Water and Waste Management | Wastewater Treatment Plant |  |  | Consolidated Edison | National Grid - Long Island (KeySpan East) | J - New York City
572 | Hexion Specialty Chemical Inc. | 64 Farnan Rd |  | South Glens Falls | NY | 12803 | 43.282 | -73.604 | 0 | 0 | 0 | 0 | 0 | 0 | 0 | 0 | 0 | 0 | 0 | 0 | FALSE | KALB | 2019-02-21 17:48 | 0 |  | http://www.hexion.com/ | Manufacturing | Chemicals |  |  | National Grid - Upstate NY (Niagara Mohawk) | National Grid - Upstate NY (Niagara Mohawk) | F - Capital
573 | Paradise Plastics | 116 39th St |  | Brooklyn | NY | 11232 | 40.656 | -74.013 | 0 | 0 | 0 | 0 | 0 | 0 | 0 | 0 | 0 | 0 | 0 | 0 | FALSE | KITH | 2019-02-21 17:48 | 0 |  | http://www.paradiseplastics.com/ | Manufacturing | Plastics and Rubber Products |  |  | Consolidated Edison | National Grid - Long Island (KeySpan East) | J - New York City
574 | 26th Ward Water Pollution Control Plant | 122-66 Flatlands Ave |  | Brooklyn | NY | 11207 | 40.654 | -73.881 | 0 | 0 | 0 | 0 | 0 | 0 | 0 | 0 | 0 | 0 | 0 | 0 | FALSE | KJFK | 2019-02-21 17:48 | 0 |  | http://www.nyc.gov/html/dep/html/wastewater/wwsystem-plants.shtml | Utilities Water and Waste Management | Wastewater Treatment Plant |  |  | Consolidated Edison | National Grid - Long Island (KeySpan East) | J - New York City
575 | Red Hook Water Pollution Control Plant | 63 Flushing Ave |  | Brooklyn | NY | 11205 | 40.698 | -73.975 | 0 | 0 | 0 | 0 | 0 | 0 | 0 | 0 | 0 | 0 | 0 | 0 | FALSE | KJFK | 2019-02-21 17:48 | 0 |  | http://www.nyc.gov/html/dep/html/wastewater/wwsystem-plants.shtml | Utilities Water and Waste Management | Wastewater Treatment Plant |  |  | Consolidated Edison | National Grid - Long Island (KeySpan East) | J - New York City
576 | Hunts Point Water Pollution Control Plant | Coster St & Ryawa Ave |  | Bronx | NY | 10474 | 40.805 | -73.885 | 0 | 0 | 0 | 0 | 0 | 0 | 0 | 0 | 0 | 0 | 0 | 0 | FALSE | KLGA | 2019-02-21 17:48 | 0 |  | http://www.nyc.gov/html/dep/html/wastewater/wwsystem-plants.shtml | Utilities Water and Waste Management | Wastewater Treatment Plant |  |  | Consolidated Edison | National Grid - Long Island (KeySpan East) | J - New York City
577 | Jefferson Towers | 700 Columbus Ave |  | New York | NY | 10025 | 40.7925 | -73.9686 | 0 | 0 | 0 | 0 | 0 | 0 | 0 | 0 | 0 | 0 | 0 | 0 | FALSE | KLGA | 2019-02-21 17:48 | 0 |  |  | Residential | Multifamily |  |  | Consolidated Edison | Consolidated Edison | J - New York City
578 | Sea Park West | 2980 West 28th St |  | Brooklyn | NY | 11224 | 40.573 | -73.997 | 150 | 0 | 0 | 0 | 0 | 0 | 0 | 0 | 0 | 0 | 0 | 0 | FALSE | KJFK | 2019-02-21 16:45 | 1 |  | http://www.arkercompanies.com/development_13.htm | Residential | Multifamily |  |  | Consolidated Edison | National Grid - NYC (Brooklyn Union) | J - New York City
579 | Sea Rise 2 | 3325 Neptune Ave |  | Brooklyn | NY | 11224 | 40.577 | -74.001 | 120 | 980 | 0 | 0 | 0 | 0 | 0 | 0 | 0 | 0 | 0 | 0 | TRUE | KJFK | 2019-02-21 16:44 | 1 | Grenadier Realty - AAF Sea Rise 2 |  | Residential | Multifamily |  |  | Consolidated Edison | National Grid - Long Island (KeySpan East) | J - New York City
580 | Cooper Union - Foundation Building | 7 East 7th St |  | New York | NY | 10003 | 40.7293 | -73.9904 | 150 | 826 | 0 | 0 | 0 | 0 | 0 | 0 | 0 | 0 | 0 | 0 | FALSE | KNYC | 2019-02-21 16:43 | 1 |  | http://www.cooper.edu | Education | College or University |  |  | Consolidated Edison | Consolidated Edison | J - New York City
581 | Terrace Gardens 2 | 231 Steuben St |  | Staten Island | NY | 10069 | 40.6088 | -74.0822 | 100 | 700 | 0 | 0 | 0 | 0 | 0 | 0 | 0 | 0 | 0 | 0 | TRUE | KJFK | 2019-02-21 16:21 | 1 |  | http://www.arkercompanies.com/ | Residential | Multifamily |  |  | Consolidated Edison | Consolidated Edison | J - New York City
582 | The Bay Club: Tower 2 | 2 Bay Club Drive |  | Bayside | NY | 11360 | 40.7785 | -73.7804 | 300 | 2092 | 0 | 0 | 0 | 0 | 0 | 0 | 0 | 0 | 0 | 0 | TRUE | KNYC | 2019-02-21 16:24 | 1 |  | http://www.bayclub.net/default.php | Residential | Multifamily |  |  | Consolidated Edison | Consolidated Edison | J - New York City
583 | Christian Cultural Center | 12020 Flatlands Ave |  | Brooklyn | NY | 11207 | 40.651 | -73.8921 | 259.64 | 0 | 0 | 0 | 0 | 0 | 0 | 0 | 0 | 0 | 0 | 0 | TRUE | KJFK | 2019-02-21 16:55 | 1 |  | https://www.cccinfo.org/home-brooklyn | Religious Worship |  |  |  | Consolidated Edison |  | J - New York City
584 | Utica College | 1656 Champlain Ave |  | Utica | NY | 13501 | 43.097 | -75.275 | 1100 | 0 | 0 | 0 | 0 | 0 | 0 | 0 | 0 | 0 | 0 | 0 | TRUE | KSYR | 2019-02-21 16:45 | 1 | Burrstone - Utica College | http://www.utica.edu/ | Education | College or University |  |  | National Grid - Upstate NY (Niagara Mohawk) | National Grid - Upstate NY (Niagara Mohawk) | E - Mohawk Valley
585 | St. Lukes Hospital | 1656 Champlain Ave |  | Utica | NY | 13501 | 43.097 | -75.275 | 2200 | 0 | 0 | 0 | 0 | 0 | 0 | 0 | 0 | 0 | 0 | 0 | TRUE | KSYR | 2019-02-21 16:45 | 1 | Burrstone - St. Lukes Hospital | http://faxtonstlukes.com/ | Health Care (Inpatient) | Hospital |  |  | National Grid - Upstate NY (Niagara Mohawk) | National Grid - Upstate NY (Niagara Mohawk) | E - Mohawk Valley
586 | Town of Ontario WWTP | 2190 Lake Rd |  | Ontario | NY | 14519 | 43.2761 | -77.2781 | 2833.4 | 0 | 0 | 0 | 0 | 0 | 0 | 0 | 0 | 0 | 0 | 0 | FALSE | KROC | 2019-02-21 16:55 | 1 |  |  | Utilities Water and Waste Management | Wastewater Treatment Plant |  |  | Rochester Gas and Electric |  | B - Genessee
587 | Hamilton Fulton Montgomery BOCES | 2755 NY-67 |  | Johnstown | NY | 12095 | 42.9841 | -74.3004 | 724.68 | 0 | 0 | 0 | 0 | 0 | 0 | 0 | 0 | 0 | 0 | 0 | FALSE | KALB | 2019-02-21 16:52 | 1 |  | http://www.hfmboces.org/ | Education | Career or Vocational Training |  |  | National Grid - Upstate NY (Niagara Mohawk) |  | F - Capital
588 | St. Lukes Home | 1656 Champlain Ave |  | Utica | NY | 13501 | 43.097 | -75.275 | 330 | 0 | 0 | 0 | 0 | 0 | 0 | 0 | 0 | 0 | 0 | 0 | TRUE | KSYR | 2019-02-21 16:45 | 1 | Burrstone - St. Lukes Home | http://faxtonstlukes.com/ | Lodging | Nursing Home, Assisted Living, or Other Residential Care |  |  | National Grid - Upstate NY (Niagara Mohawk) | National Grid - Upstate NY (Niagara Mohawk) | E - Mohawk Valley
589 | Madison County | 6814 Buyea Rd |  | Canastota | NY | 13032 | 43.0419 | -75.7057 | 2441.88 | 0 | 0 | 0 | 0 | 0 | 0 | 0 | 0 | 0 | 0 | 0 | FALSE | KSYR | 2019-02-21 16:53 | 1 |  |  | Offsite Resource | Solar Farm |  |  | National Grid - Upstate NY (Niagara Mohawk) |  | C - Central
590 | Swiss Re Management Corporation | 175 King St |  | Armonk | NY | 10504 | 41.0995 | -73.7346 | 2702 | 0 | 0 | 0 | 0 | 0 | 0 | 0 | 0 | 0 | 0 | 0 | FALSE | KHPN | 2019-02-21 16:53 | 1 |  | http://www.swissre.com/ | Office | Administrative or Professional Office |  |  | Consolidated Edison |  | I - Dunwoodie
591 | Mohawk Valley Solar | 6599 NY-26 |  | Rome | NY | 13440 | 43.1796 | -75.4883 | 2993.8 | 0 | 0 | 0 | 0 | 0 | 0 | 0 | 0 | 0 | 0 | 0 | FALSE | KSYR | 2019-02-21 16:53 | 1 |  |  | Offsite Resource | Solar Farm |  |  | National Grid - Upstate NY (Niagara Mohawk) |  | E - Mohawk Valley
592 | ACM Medical Laboratory | 100 Kings Hwy S |  | Rochester | NY | 14617 | 43.2019 | -77.5778 | 486.88 | 0 | 0 | 0 | 0 | 0 | 0 | 0 | 0 | 0 | 0 | 0 | FALSE | KROC | 2019-02-21 16:53 | 1 | Riedman Campus | http://www.myrochealth.com/ | Health Care (Outpatient) | Medical Office (with Diagnostic/Treatment Services) |  |  | Rochester Gas and Electric |  | B - Genessee
593 | Seneca Nation of Indians | 56 Center Rd |  | Randolph | NY | 14772 | 42.0971 | -78.8899 | 1906.08 | 0 | 0 | 0 | 0 | 0 | 0 | 0 | 0 | 0 | 0 | 0 | FALSE | KBUF | 2019-02-21 16:53 | 1 |  | https://Suncommon.com/NY | Utilities Water and Waste Management |  |  |  | National Grid - Upstate NY (Niagara Mohawk) |  | B - Genessee
594 | Southport LLC 2 | 1150 South Ave |  | Staten Island | NY | 10314 | 40.612 | -74.1799 | 499.79 | 0 | 0 | 0 | 0 | 0 | 0 | 0 | 0 | 0 | 0 | 0 | FALSE | KJFK | 2019-02-21 16:53 | 1 |  | www.mooreenergy.net | Office | Mixed-Use Office |  |  | Consolidated Edison |  | J - New York City
595 | General Electric | 1 River Rd |  | Schenectady | NY | 12345 | 42.7956 | -73.966 | 2257.2 | 0 | 0 | 0 | 0 | 0 | 0 | 0 | 0 | 0 | 0 | 0 | FALSE | KALB | 2019-02-21 16:53 | 1 |  | currentbyge.com | Manufacturing | Machinery |  |  | National Grid - Upstate NY (Niagara Mohawk) |  | F - Capital
596 | Stop&Shop Peekskill | 1831 East Main St |  | Peekskill | NY | 10566 | 41.2959 | -73.8925 | 210 | 0 | 0 | 0 | 0 | 0 | 0 | 0 | 0 | 0 | 0 | 0 | TRUE | KLGA | 2019-02-21 16:53 | 1 |  | http://stopandshop.com/ | Food Sales | Grocery Store or Food Market |  |  | Consolidated Edison | Consolidated Edison | H - Millwood
598 | Town of Holland | 150 Water St |  | Holland | NY | 14080 | 42.6409 | -78.5376 | 307.53 | 0 | 0 | 0 | 0 | 0 | 0 | 0 | 0 | 0 | 0 | 0 | FALSE | KBUF | 2019-02-21 16:54 | 1 |  |  | Office | Government Office |  |  | New York State Electric and Gas |  | A - West
599 | Elbee Gardens Apartments | 1950 Clove Rd |  | Staten Island | NY | 10304 | 40.6047 | -74.0875 | 100 | 700 | 0 | 0 | 0 | 0 | 0 | 0 | 0 | 0 | 0 | 0 | TRUE | KJFK | 2019-02-21 16:53 | 1 |  |  | Residential | Multifamily |  |  | Consolidated Edison | Consolidated Edison | J - New York City
600 | Davidson Chevrolet - Gillette Road | 21752 Gillette Rd |  | Watertown | NY | 13601 | 43.9357 | -75.9381 | 660.96 | 0 | 0 | 0 | 0 | 0 | 0 | 0 | 0 | 0 | 0 | 0 | FALSE | KART | 2019-02-21 16:54 | 1 |  | http://www.davidsongmsupercenter.com/ | Mercantile (Retail Other Than Malls) | Dealership or Showroom for Vehicles or Boats |  |  | National Grid - Upstate NY (Niagara Mohawk) |  | E - Mohawk Valley
601 | Green Hills Home For Adults | 1 US-9W |  | Haverstraw | NY | 10927 | 41.1927 | -73.9678 | 35 | 204 | 0 | 0 | 0 | 0 | 0 | 0 | 0 | 0 | 0 | 0 | FALSE | KHPN | 2019-02-21 16:56 | 1 | Green Hills Estate Home For Adults |  | Lodging | Nursing Home, Assisted Living, or Other Residential Care | 55000 | 164 | Orange and Rockland Utilities | Orange and Rockland Utilities | G - Hudson Valley
602 | Saratoga Springs - Weibel Avenue | 41 Weibel Ave |  | Saratoga Springs | NY | 12866 | 43.0969 | -73.7461 | 2597.4 | 0 | 0 | 0 | 0 | 0 | 0 | 0 | 0 | 0 | 0 | 0 | FALSE | KALB | 2019-02-21 16:54 | 1 |  |  | Utilities Water and Waste Management | Landfill |  |  | National Grid - Upstate NY (Niagara Mohawk) |  | F - Capital
603 | Adirondack Farms | 193 Brown Rd |  | Peru | NY | 12972 | 44.544 | -73.5254 | 633 | 0 | 0 | 0 | 0 | 0 | 0 | 0 | 0 | 0 | 0 | 0 | FALSE | KPBG | 2019-02-21 16:54 | 1 |  |  | Agricultural | Dairy |  |  | New York State Electric and Gas |  | D - North
604 | Hobart William Smith Colleges - Gates Road | 3499 Gates Rd |  | Geneva | NY | 14456 | 42.8632 | -77.0526 | 2550.06 | 0 | 0 | 0 | 0 | 0 | 0 | 0 | 0 | 0 | 0 | 0 | FALSE | KROC | 2019-02-21 16:54 | 1 |  |  | Offsite Resource | Solar Farm |  |  | New York State Electric and Gas |  | B - Genessee
605 | John Murray House | 220 Madison Ave |  | New York | NY | 10016 | 40.7496 | -73.982 | 75 | 520 | 0 | 0 | 0 | 0 | 0 | 0 | 0 | 0 | 0 | 0 | TRUE | KLGA | 2019-02-21 16:54 | 1 | 220 Madison |  | Residential | Multifamily |  |  | Consolidated Edison | Consolidated Edison | J - New York City
606 | Morrisania Apartments | 1130 Clay Ave |  | Bronx | NY | 10456 | 40.8303 | -73.9137 | 100 | 700 | 0 | 0 | 0 | 0 | 0 | 0 | 0 | 0 | 0 | 0 | TRUE | KLGA | 2019-02-21 16:54 | 1 |  |  | Residential | Multifamily |  |  | Consolidated Edison | Consolidated Edison | J - New York City
607 | Home Depot Cropsey #1256 | 2970 Cropsey Ave |  | Brooklyn | NY | 11214 | 40.5817 | -73.9886 | 210 | 0 | 0 | 0 | 0 | 0 | 0 | 0 | 0 | 0 | 0 | 0 | FALSE | KJFK | 2019-02-21 16:54 | 1 |  | https://www.homedepot.com/ | Mercantile (Retail Other Than Malls) | Retail Store |  |  | Consolidated Edison | Consolidated Edison | J - New York City
608 | Home Depot #1251 | 3051 East Main St |  | Mohegan Lake | NY | 10547 | 41.3185 | -73.8592 | 210 | 0 | 0 | 0 | 0 | 0 | 0 | 0 | 0 | 0 | 0 | 0 | FALSE | KLGA | 2019-02-21 16:54 | 1 |  | https://www.homedepot.com/ | Mercantile (Retail Other Than Malls) | Retail Store |  |  | Consolidated Edison | Consolidated Edison | J - New York City
609 | Home Depot Starrett City #6152 | 579 Gateway Dr |  | Brooklyn | NY | 11239 | 40.6547 | -73.8778 | 210 | 0 | 0 | 0 | 0 | 0 | 0 | 0 | 0 | 0 | 0 | 0 | FALSE | KJFK | 2019-02-21 16:54 | 1 |  | https://www.homedepot.com/ | Mercantile (Retail Other Than Malls) | Retail Store |  |  | Consolidated Edison | Consolidated Edison | J - New York City
610 | Home Depot Staten Island #1281 | 2750 Veterans Rd W |  | Staten Island | NY | 10309 | 40.5277 | -74.2285 | 210 | 0 | 0 | 0 | 0 | 0 | 0 | 0 | 0 | 0 | 0 | 0 | FALSE | KLGA | 2019-02-21 16:54 | 1 |  | https://www.homedepot.com/ | Mercantile (Retail Other Than Malls) | Retail Store |  |  | Consolidated Edison | Consolidated Edison | J - New York City
611 | Home Depot Staten Island #1249 | 2501 Forest Ave |  | Staten Island | NY | 10309 | 40.6295 | -74.1722 | 210 | 0 | 0 | 0 | 0 | 0 | 0 | 0 | 0 | 0 | 0 | 0 | FALSE | KLGA | 2019-02-21 16:55 | 1 |  | https://www.homedepot.com/ | Mercantile (Retail Other Than Malls) | Retail Store |  |  | Consolidated Edison | Consolidated Edison | J - New York City
612 | Home Depot #1215 | 11220 Rockaway Blvd |  | South Ozone Park | NY | 11420 | 40.6759 | -73.8266 | 210 | 0 | 0 | 0 | 0 | 0 | 0 | 0 | 0 | 0 | 0 | 0 | FALSE | KJFK | 2019-02-21 16:55 | 1 |  | https://www.homedepot.com/ | Mercantile (Retail Other Than Malls) | Retail Store |  |  | Consolidated Edison | Consolidated Edison | J - New York City
614 | GE Healthcare Troy | 100 Stone Clay Rd |  | Troy | NY | 12180 | 42.6761 | -73.7029 | 954.72 | 0 | 0 | 0 | 0 | 0 | 0 | 0 | 0 | 0 | 0 | 0 | FALSE | KALB | 2019-02-21 16:55 | 1 |  |  | Manufacturing | Machinery |  |  | National Grid - Upstate NY (Niagara Mohawk) |  | F - Capital
615 | JMDH Real Estate of Maspeth Warehouse, LLC | 43-40 57th Ave |  | Maspeth | NY | 11378 | 40.7268 | -73.9283 | 784.53 | 0 | 0 | 0 | 0 | 0 | 0 | 0 | 0 | 0 | 0 | 0 | FALSE | KLGA | 2019-02-21 16:55 | 1 | Jetro Maspeth | http://www.restaurantdepot.com/home | Food Service | Restaurant or Cafeteria |  |  | Consolidated Edison |  | J - New York City
616 | Jetro Port Chester | 305 South Regent St |  | Port Chester | NY | 10573 | 40.9975 | -73.6758 | 1104.92 | 0 | 0 | 0 | 0 | 0 | 0 | 0 | 0 | 0 | 0 | 0 | FALSE | KLGA | 2019-02-21 16:55 | 1 |  | http://www.restaurantdepot.com/home | Food Service | Restaurant or Cafeteria |  |  | Consolidated Edison |  | I - Dunwoodie
617 | City of Oneida Solar | 1279 Hubbard Pl |  | Oneida | NY | 13421 | 43.0834 | -75.6922 | 2026.08 | 0 | 0 | 0 | 0 | 0 | 0 | 0 | 0 | 0 | 0 | 0 | FALSE | KSYR | 2019-02-21 16:55 | 1 |  |  | Offsite Resource | Solar Farm |  |  | National Grid - Upstate NY (Niagara Mohawk) |  | E - Mohawk Valley
618 | Manhattan Beer Distributor - Suffern | 10 Dunnigan Dr |  | Suffern | NY | 10901 | 41.1165 | -74.1187 | 345.15 | 0 | 0 | 0 | 0 | 0 | 0 | 0 | 0 | 0 | 0 | 0 | FALSE | KLGA | 2019-02-21 16:55 | 1 |  | http://www.manhattanbeer.com/ | Warehouse and Storage | Distribution or Shipping Center |  |  | Orange and Rockland Utilities |  | G - Hudson Valley
619 | Diamond 333 Phase 2 | 333 North Bedford Rd |  | Mount Kisco | NY | 10549 | 41.2203 | -73.7221 | 441 | 0 | 0 | 0 | 0 | 0 | 0 | 0 | 0 | 0 | 0 | 0 | FALSE | KPOU | 2019-02-21 16:56 | 1 |  |  | Office | Mixed-Use Office |  |  | Consolidated Edison |  | H - Millwood
620 | Solean East 1 (North) | 1420 Buffalo St |  | Olean | NY | 14760 | 42.0856 | -78.4484 | 2708.55 | 0 | 0 | 0 | 0 | 0 | 0 | 0 | 0 | 0 | 0 | 0 | FALSE | KBUF | 2019-02-21 16:56 | 1 |  |  | Offsite Resource | Solar Farm |  |  | National Grid - Upstate NY (Niagara Mohawk) |  | A - West
621 | Solean East 2 (South) | 1420 Buffalo St |  | Olean | NY | 14760 | 42.0856 | -78.4484 | 2708.55 | 0 | 0 | 0 | 0 | 0 | 0 | 0 | 0 | 0 | 0 | 0 | FALSE | KBUF | 2019-02-21 16:56 | 1 |  |  | Offsite Resource | Solar Farm |  |  | National Grid - Upstate NY (Niagara Mohawk) |  | A - West
622 | Solean West | 1420 Buffalo St |  | Olean | NY | 14760 | 42.0856 | -78.4484 | 1995.84 | 0 | 0 | 0 | 0 | 0 | 0 | 0 | 0 | 0 | 0 | 0 | FALSE | KBUF | 2019-02-21 16:56 | 1 |  |  | Offsite Resource | Solar Farm |  |  | National Grid - Upstate NY (Niagara Mohawk) |  | A - West
623 | Young Shing Trading | 51-01 Grand Ave |  | Queens | NY | 11378 | 40.719 | -73.9196 | 538.68 | 0 | 0 | 0 | 0 | 0 | 0 | 0 | 0 | 0 | 0 | 0 | FALSE | KJFK | 2019-02-21 16:56 | 1 |  |  | Warehouse and Storage |  |  |  | Consolidated Edison |  | J - New York City
624 | Big Flats Innovation Center | 271 County Rd 64 |  | Big Flats | NY | 14814 | 42.1342 | -76.936 | 1000 | 11400 | 0 | 0 | 0 | 0 | 0 | 0 | 0 | 0 | 0 | 0 | TRUE | KSYR | 2019-02-21 16:56 | 1 |  | https://www.corning.com/worldwide/en.html | Manufacturing | Nonmetallic Mineral Products |  |  | New York State Electric and Gas | New York State Electric and Gas | C - Central
625 | Findlay Plaza | 1201 Findlay Ave |  | Bronx | NY | 10456 | 40.8321 | -73.9123 | 200 | 0 | 0 | 0 | 0 | 0 | 0 | 0 | 0 | 0 | 0 | 0 | FALSE | KLGA | 2019-02-21 16:56 | 1 |  |  | Office | Bank or Other Financial Institution |  |  | Consolidated Edison | Consolidated Edison | J - New York City
626 | Camden Solar Farm | 2906 NY-69 |  | Camden | NY | 13316 | 43.3127 | -75.6964 | 2446.74 | 0 | 0 | 0 | 0 | 0 | 0 | 0 | 0 | 0 | 0 | 0 | FALSE | KSYR | 2019-02-21 16:56 | 1 |  |  | Offsite Resource | Solar Farm |  |  | New York State Electric and Gas |  | E - Mohawk Valley
627 | South Hill Business Campus | 950 Danby Rd |  | Ithaca | NY | 14850 | 42.4228 | -76.5022 | 500 | 0 | 0 | 0 | 0 | 0 | 0 | 0 | 0 | 0 | 0 | 0 | FALSE | KSYR | 2019-02-21 16:56 | 1 |  | http://www.southhillbusinesscampus.com/ | Office | Mixed-Use Office |  |  | New York State Electric and Gas | New York State Electric and Gas | C - Central
628 | Bay Park 1 | 3521 Neptune Ave |  | Brooklyn | NY | 11224 | 40.5774 | -74.0037 | 300 | 1656 | 0 | 0 | 0 | 0 | 0 | 0 | 0 | 0 | 0 | 0 | TRUE | KJFK | 2019-02-21 16:56 | 1 |  |  | Residential | Multifamily |  |  | Consolidated Edison | National Grid - NYC (Brooklyn Union) | J - New York City
629 | Bay Park 2 | 3601 Neptune Ave |  | Brooklyn | NY | 11224 | 40.5774 | -74.0037 | 300 | 1656 | 0 | 0 | 0 | 0 | 0 | 0 | 0 | 0 | 0 | 0 | TRUE | KJFK | 2019-02-21 16:57 | 1 |  |  | Residential | Multifamily |  |  | Consolidated Edison | National Grid - NYC (Brooklyn Union) | J - New York City
630 | Baer Road | 330 Lahm Rd |  | Callicoon | NY | 12723 | 41.795 | -75.0632 | 2754.05 | 0 | 0 | 0 | 0 | 0 | 0 | 0 | 0 | 0 | 0 | 0 | FALSE | KPOU | 2019-02-21 16:57 | 1 |  |  | Offsite Resource | Solar Farm |  |  | New York State Electric and Gas |  | E - Mohawk Valley
631 | Lake Breeze Fruit Farm | 6226 Lake Rd |  | Sodus | NY | 14551 | 43.2708 | -77.0895 | 1080 | 0 | 0 | 0 | 0 | 0 | 0 | 0 | 0 | 0 | 0 | 0 | FALSE | KROC | 2019-02-21 16:57 | 1 |  |  | Agricultural |  |  |  | Rochester Gas and Electric |  | B - Genessee
632 | Candor Central School District | 163 Spencer Rd |  | Candor | NY | 13743 | 42.2307 | -76.3598 | 1077.12 | 0 | 0 | 0 | 0 | 0 | 0 | 0 | 0 | 0 | 0 | 0 | FALSE | KITH | 2019-02-21 16:57 | 1 |  |  | Offsite Resource | Solar Farm |  |  | New York State Electric and Gas |  | C - Central
633 | Mecklenburg Solar | 1730 Mecklenburg Rd |  | Ithaca | NY | 14850 | 42.4526 | -76.5949 | 2334.72 | 0 | 0 | 0 | 0 | 0 | 0 | 0 | 0 | 0 | 0 | 0 | FALSE | KITH | 2019-02-21 16:57 | 1 |  |  | Offsite Resource | Solar Farm |  |  | New York State Electric and Gas |  | C - Central
634 | Albany Broadcasting Co. | 63 Weisheit Rd |  | Glenmont | NY | 12077 | 42.5721 | -73.7857 | 2722.2 | 0 | 0 | 0 | 0 | 0 | 0 | 0 | 0 | 0 | 0 | 0 | FALSE | KALB | 2019-02-21 16:57 | 1 |  |  | Offsite Resource | Solar Farm |  |  | National Grid - Upstate NY (Niagara Mohawk) |  | F - Capital
635 | Glenwood - Liberty Plaza | 10 Liberty St |  | New York | NY | 10005 | 40.7074 | -74.0103 | 0 | 0 | 100 | 400 | 0 | 0 | 0 | 0 | 0 | 0 | 0 | 0 | FALSE | KLGA | 2019-04-04 18:52 | 1 |  |  | Residential | Multifamily |  |  | Consolidated Edison |  | J - New York City
636 | Glenwood - Emerald Green | 320 W 38th St |  | New York | NY | 10018 | 40.7551 | -73.9952 | 0 | 0 | 100 | 400 | 0 | 0 | 0 | 0 | 0 | 0 | 0 | 0 | FALSE | KLGA | 2019-04-04 18:52 | 1 |  |  | Residential | Multifamily |  |  | Consolidated Edison |  | J - New York City
637 | Glenwood - Barclay Tower | 10 Barclay St |  | New York | NY | 10007 | 40.7123 | -74.0113 | 0 | 0 | 225 | 2000 | 0 | 0 | 0 | 0 | 0 | 0 | 0 | 0 | FALSE | KLGA | 2019-04-04 18:53 | 1 |  |  | Residential | Multifamily |  |  | Consolidated Edison |  | J - New York City
638 | Glenwood - The Brittany | 1775 York Ave |  | New York | NY | 10128 | 40.7802 | -73.9468 | 0 | 0 | 100 | 400 | 0 | 0 | 0 | 0 | 0 | 0 | 0 | 0 | FALSE | KLGA | 2019-04-04 18:53 | 1 |  |  | Residential | Multifamily |  |  | Consolidated Edison |  | J - New York City
639 | Glenwood - The Barclay | 1755 York Ave |  | New York | NY | 10128 | 40.7797 | -73.9468 | 0 | 0 | 100 | 400 | 0 | 0 | 0 | 0 | 0 | 0 | 0 | 0 | FALSE | KLGA | 2019-04-04 18:53 | 1 |  |  | Residential | Multifamily |  |  | Consolidated Edison |  | J - New York City
640 | Glenwood - Paramount Tower | 240 E 39th St |  | New York | NY | 10016 | 40.7481 | -73.9767 | 0 | 0 | 100 | 400 | 0 | 0 | 0 | 0 | 0 | 0 | 0 | 0 | FALSE | KLGA | 2019-04-04 18:53 | 1 |  |  | Residential | Multifamily |  |  | Consolidated Edison |  | J - New York City
642 | Glenwood - Crystal Green | 330 W 39th St |  | New York | NY | 10018 | 40.7558 | -73.9951 | 0 | 0 | 125 | 300 | 0 | 0 | 0 | 0 | 0 | 0 | 0 | 0 | FALSE | KLGA | 2019-04-04 18:54 | 1 |  |  | Residential | Multifamily |  |  | Consolidated Edison |  | J - New York City
643 | Glenwood - The Bristol | 300 E 56th St |  | New York | NY | 10022 | 40.7582 | -73.9674 | 0 | 0 | 100 | 400 | 0 | 0 | 0 | 0 | 0 | 0 | 0 | 0 | FALSE | KLGA | 2019-04-04 18:54 | 1 |  |  | Residential | Multifamily |  |  | Consolidated Edison |  | J - New York City
644 | Glenwood - The Lucerne | 350 E 79th St |  | New York | NY | 10075 | 40.7724 | -73.9555 | 0 | 0 | 100 | 400 | 0 | 0 | 0 | 0 | 0 | 0 | 0 | 0 | FALSE | KLGA | 2019-04-04 18:54 | 1 |  |  | Residential | Multifamily |  |  | Consolidated Edison |  | J - New York City
645 | Glenwood - Grand Tier | 1930 Broadway |  | New York | NY | 10023 | 40.7725 | -73.984 | 0 | 0 | 100 | 400 | 0 | 0 | 0 | 0 | 0 | 0 | 0 | 0 | FALSE | KLGA | 2019-04-04 18:54 | 1 |  |  | Residential | Multifamily |  |  | Consolidated Edison |  | J - New York City
646 | Glenwood - Briar Hill | 600 W 246th St |  | Bronx | NY | 10471 | 40.8921 | -73.9125 | 0 | 0 | 125 | 200 | 0 | 0 | 0 | 0 | 0 | 0 | 0 | 0 | FALSE | KLGA | 2019-04-04 18:54 | 1 |  |  | Residential | Multifamily |  |  | Consolidated Edison |  | J - New York City
647 | Glenwood - Hawthorn Park | 160 W 62nd St |  | New York | NY | 10023 | 40.7721 | -73.9883 | 0 | 0 | 125 | 500 | 0 | 0 | 0 | 0 | 0 | 0 | 0 | 0 | FALSE | KLGA | 2019-04-04 18:54 | 1 |  |  | Residential | Multifamily |  |  | Consolidated Edison |  | J - New York City
648 | Glenwood - The Fairmont | 300 E 75th St |  | New York | NY | 10021 | 40.7704 | -73.9588 | 0 | 0 | 125 | 300 | 0 | 0 | 0 | 0 | 0 | 0 | 0 | 0 | FALSE | KLGA | 2019-04-04 18:55 | 1 |  |  | Residential | Multifamily |  |  | Consolidated Edison |  | J - New York City
649 | The Westport | 500 W 56th St |  | New York | NY | 10019 | 40.7682 | -73.9898 | 160 | 815 | 0 | 0 | 0 | 0 | 0 | 0 | 0 | 0 | 0 | 0 | TRUE | KLGA | 2019-02-21 16:59 | 1 |  | http://www.relatedrentals.com/apartment-rentals/new-york-city/midtown/the-westport/available-apartments | Residential | Multifamily |  |  | Consolidated Edison | Consolidated Edison | J - New York City
650 | 7-Eleven | 58-20 Francis Lewis Blvd |  | Flushing | NY | 11364 | 40.745 | -73.7792 | 0 | 0 | 27.2 | 96 | 0 | 0 | 0 | 0 | 0 | 0 | 0 | 0 | FALSE | KLGA | 2019-04-04 18:55 | 1 |  |  | Food Sales | Convenience Store |  |  | Consolidated Edison |  | J - New York City
651 | UPS Distribution Center | 643 W 43rd St |  | New York | NY | 10036 | 40.7624 | -73.9999 | 0 | 0 | 153 | 288 | 0 | 0 | 0 | 0 | 0 | 0 | 0 | 0 | FALSE | KLGA | 2019-04-04 18:55 | 1 |  |  | Warehouse and Storage | Distribution or Shipping Center |  |  | Consolidated Edison |  | J - New York City
652 | Walgreens Store #2122 | 1230 Nepperhan Ave |  | Yonkers | NY | 10703 | 40.9652 | -73.8721 | 0 | 0 | 27 | 64 | 0 | 0 | 0 | 0 | 0 | 0 | 0 | 0 | FALSE | KLGA | 2019-04-04 18:55 | 1 |  |  | Mercantile (Retail Other Than Malls) | Retail Store |  |  | Consolidated Edison |  | I - Dunwoodie
653 | AMC Loews Port Chester | 40 Westchester Ave |  | Port Chester | NY | 10573 | 40.9999 | -73.6655 | 0 | 0 | 36 | 72 | 0 | 0 | 0 | 0 | 0 | 0 | 0 | 0 | FALSE | KLGA | 2019-04-04 18:56 | 1 | AMC Theater |  | Public Assembly | Entertainment or Culture |  |  | Consolidated Edison |  | I - Dunwoodie
654 | Stephentown Spindle | 90 Grange Rd |  | Stephentown | NY | 12168 | 42.5553 | -73.3787 | 0 | 0 | 20000 | 5000 | 0 | 0 | 0 | 0 | 0 | 0 | 0 | 0 | FALSE | KLGA | 2019-04-04 18:56 | 1 |  |  | Offsite Resource | Utility Support |  |  | New York State Electric and Gas |  | F - Capital
655 | Monroe County A | 1714 Kennedy Rd |  | Webster | NY | 14580 | 43.1748 | -77.3944 | 2387.88 | 0 | 0 | 0 | 0 | 0 | 0 | 0 | 0 | 0 | 0 | 0 | FALSE | KROC | 2019-02-21 17:00 | 1 |  |  | Offsite Resource | Solar Farm |  |  | Rochester Gas and Electric |  | B - Genessee
656 | Silver Towers - Kew Gardens | 12510 Queens Blvd |  | Kew Gardens | NY | 11415 | 40.7122 | -73.8263 | 100 | 613 | 0 | 0 | 0 | 0 | 0 | 0 | 0 | 0 | 0 | 0 | FALSE | KJFK | 2019-02-21 17:00 | 1 |  |  | Residential | Multifamily |  |  | Consolidated Edison | National Grid - NYC (Brooklyn Union) | J - New York City
657 | Compass Residences | 1512 Boone Ave |  | Bronx | NY | 10460 | 40.8324 | -73.8852 | 260 | 1552 | 0 | 0 | 0 | 0 | 0 | 0 | 0 | 0 | 0 | 0 | TRUE | KLGA | 2019-02-21 17:03 | 3 |  |  | Residential | Multifamily |  |  | Consolidated Edison | Consolidated Edison | J - New York City
659 | City of Utica 2 | 77 Scotch-Settlement Rd |  | Gouverneur | NY | 13642 | 44.3446 | -75.4471 | 1442.7 | 0 | 0 | 0 | 0 | 0 | 0 | 0 | 0 | 0 | 0 | 0 | FALSE | KART | 2019-02-21 17:02 | 1 |  |  | Offsite Resource | Solar Farm |  |  | National Grid - Upstate NY (Niagara Mohawk) |  | E - Mohawk Valley
660 | Shames JCC on the Hudson | 425 S Broadway |  | Tarrytown | NY | 10591 | 41.0621 | -73.8655 | 249.04 | 0 | 0 | 0 | 0 | 0 | 0 | 0 | 0 | 0 | 0 | 0 | FALSE | KPOU | 2019-02-21 17:02 | 1 |  | https://www.shamesjcc.org/ | Public Assembly | Social or Meeting |  |  | Consolidated Edison |  | I - Dunwoodie
661 | Hudson City School District | 215 Harry Howard Ave |  | Hudson | NY | 12534 | 42.2608 | -73.7774 | 1221.12 | 0 | 0 | 0 | 0 | 0 | 0 | 0 | 0 | 0 | 0 | 0 | FALSE | KALB | 2019-02-21 17:02 | 1 |  | http://www.hudsoncityschooldistrict.com/jrhs/ | Education | High School |  |  | National Grid - Upstate NY (Niagara Mohawk) |  | F - Capital
662 | College of Mount St. Vincent | 6301 Riverdale Ave |  | Bronx | NY | 10471 | 40.9124 | -73.9052 | 532.53 | 0 | 0 | 0 | 0 | 0 | 0 | 0 | 0 | 0 | 0 | 0 | FALSE | KLGA | 2019-02-21 17:02 | 1 |  | https://mountsaintvincent.edu/ | Education | College or University |  |  | Consolidated Edison |  | J - New York City
663 | Warwick Valley Central School District | 144 Sanfordville Rd |  | Warwick | NY | 10990 | 41.2429 | -74.3927 | 2438.46 | 0 | 0 | 0 | 0 | 0 | 0 | 0 | 0 | 0 | 0 | 0 | FALSE | KPOU | 2019-02-21 17:02 | 1 |  | http://www.warwickvalleyschools.com/ | Education | High School |  |  | Orange and Rockland Utilities |  | G - Hudson Valley
664 | Onondaga County Jamesville Penitentiary | 6660 E Seneca Turnpike |  | Jamesville | NY | 13078 | 42.9866 | -76.0664 | 2468.67 | 0 | 0 | 0 | 0 | 0 | 0 | 0 | 0 | 0 | 0 | 0 | FALSE | KSYR | 2019-02-21 17:02 | 1 | Jamesville Correctional Facility |  | Public Order and Safety | Jail, Reformatory, or Penitentiary |  |  | National Grid - Upstate NY (Niagara Mohawk) |  | C - Central
665 | Monroe County B | 1715 Kennedy Rd |  | Webster | NY | 14580 | 43.1748 | -77.3944 | 2387.88 | 0 | 0 | 0 | 0 | 0 | 0 | 0 | 0 | 0 | 0 | 0 | FALSE | KROC | 2019-02-21 17:00 | 1 |  |  | Offsite Resource | Solar Farm |  |  | Rochester Gas and Electric |  | B - Genessee
666 | Monroe County C | 170 Payne Beach Rd |  | Hilton | NY | 14468 | 43.3272 | -77.7494 | 2858.22 | 0 | 0 | 0 | 0 | 0 | 0 | 0 | 0 | 0 | 0 | 0 | FALSE | KROC | 2019-02-21 17:00 | 1 |  |  | Offsite Resource | Solar Farm |  |  | Rochester Gas and Electric |  | B - Genessee
667 | Monroe County D | 171 Payne Beach Rd |  | Hilton | NY | 14468 | 43.3272 | -77.7494 | 2858.22 | 0 | 0 | 0 | 0 | 0 | 0 | 0 | 0 | 0 | 0 | 0 | FALSE | KROC | 2019-02-21 17:00 | 1 |  |  | Offsite Resource | Solar Farm |  |  | Rochester Gas and Electric |  | B - Genessee
668 | Monroe County E | 172 Payne Beach Rd |  | Hilton | NY | 14468 | 43.3272 | -77.7494 | 2823.12 | 0 | 0 | 0 | 0 | 0 | 0 | 0 | 0 | 0 | 0 | 0 | FALSE | KROC | 2019-02-21 17:00 | 1 |  |  | Offsite Resource | Solar Farm |  |  | Rochester Gas and Electric |  | B - Genessee
669 | Oneida County DPW | 600 Airport Rd |  | Oriskany | NY | 13424 | 43.1588 | -75.3707 | 1992.6 | 0 | 0 | 0 | 0 | 0 | 0 | 0 | 0 | 0 | 0 | 0 | FALSE | KSYR | 2019-02-21 17:00 | 1 |  |  | Office | Government Office |  |  | National Grid - Upstate NY (Niagara Mohawk) |  | E - Mohawk Valley
670 | Jefferson-Lewis BOCES | 20104 NY-3 |  | Watertown | NY | 13601 | 43.971 | -75.972 | 2630.61 | 0 | 0 | 0 | 0 | 0 | 0 | 0 | 0 | 0 | 0 | 0 | FALSE | KART | 2019-02-21 17:00 | 1 |  |  | Offsite Resource | Solar Farm |  |  | National Grid - Upstate NY (Niagara Mohawk) |  | E - Mohawk Valley
671 | Interfaith Medical Center | 1545 Atlantic Ave |  | Brooklyn | NY | 11213 | 40.6794 | -73.9373 | 300 | 1839 | 0 | 0 | 0 | 0 | 0 | 0 | 0 | 0 | 0 | 0 | TRUE | KJFK | 2019-02-21 17:01 | 1 |  | http://www.interfaithmedical.com/ | Health Care (Inpatient) | Hospital |  |  | Consolidated Edison | National Grid - NYC (Brooklyn Union) | J - New York City
672 | Town of Wawarsing | 29 George Young Blvd |  | Wawarsing | NY | 12446 | 41.7629 | -74.3563 | 1123.2 | 0 | 0 | 0 | 0 | 0 | 0 | 0 | 0 | 0 | 0 | 0 | FALSE | KPOU | 2019-02-21 17:01 | 1 |  |  | Offsite Resource | Solar Farm |  |  | Central Hudson Gas and Electric |  | G - Hudson Valley
673 | Best Equities LLC | 236 Richmond Valley Rd |  | Staten Island | NY | 10309 | 40.5205 | -74.239 | 347.14 | 0 | 0 | 0 | 0 | 0 | 0 | 0 | 0 | 0 | 0 | 0 | FALSE | KJFK | 2019-02-21 17:01 | 1 |  |  | Public Assembly | Recreation |  |  | Consolidated Edison |  | J - New York City
674 | Town of Greece | 286 N Greece Rd |  | Rochester | NY | 14612 | 43.2814 | -77.7299 | 286.65 | 0 | 0 | 0 | 0 | 0 | 0 | 0 | 0 | 0 | 0 | 0 | FALSE | KROC | 2019-02-21 17:01 | 1 |  |  | Agricultural |  |  |  | Rochester Gas and Electric |  | B - Genessee
675 | J Kings Food Service 1 | 700 Furrows Rd |  | Holtsville | NY | 11742 | 40.811 | -73.0518 | 439.28 | 0 | 0 | 0 | 0 | 0 | 0 | 0 | 0 | 0 | 0 | 0 | FALSE | KJFK | 2019-02-21 17:01 | 1 |  | http://www.jkings.com/ | Warehouse and Storage | Distribution or Shipping Center |  |  | Long Island Power Authority (PSEG-LI) |  | K - Long Island
676 | J Kings Food Service 2 | 700 Furrows Rd |  | Holtsville | NY | 11742 | 40.811 | -73.0518 | 331.84 | 0 | 0 | 0 | 0 | 0 | 0 | 0 | 0 | 0 | 0 | 0 | FALSE | KJFK | 2019-02-21 17:01 | 1 |  | http://www.jkings.com/ | Warehouse and Storage | Distribution or Shipping Center |  |  | Long Island Power Authority (PSEG-LI) |  | K - Long Island
677 | City of Rochester | 1655 Lexington Ave |  | Rochester | NY | 14606 | 43.1769 | -77.6785 | 2635.11 | 0 | 0 | 0 | 0 | 0 | 0 | 0 | 0 | 0 | 0 | 0 | FALSE | KROC | 2019-02-21 17:01 | 1 |  |  | Offsite Resource | Solar Farm |  |  | Rochester Gas and Electric |  | B - Genessee
678 | Courtyard New York Downtown Manhattan/World Trade Center Area | 133 Greenwich St |  | New York | NY | 10006 | 40.7094 | -74.0127 | 130 | 776 | 0 | 0 | 0 | 0 | 0 | 0 | 0 | 0 | 0 | 0 | TRUE | KLGA | 2019-02-21 17:01 | 1 |  | https://www.marriott.com/hotels/hotel-information/restaurant/nycxm-courtyard-new-york-downtown-manhattan-world-trade-center-area/ | Lodging | Hotel |  |  | Consolidated Edison | Consolidated Edison | J - New York City
679 | EVEN Hotel New York - Midtown East | 219 E 44th St |  | New York | NY | 10017 | 40.7518 | -73.9724 | 130 | 776 | 0 | 0 | 0 | 0 | 0 | 0 | 0 | 0 | 0 | 0 | TRUE | KLGA | 2019-02-21 17:01 | 1 |  | https://www.ihg.com/evenhotels/hotels/us/en/new-york/nycev/hoteldetail?cm_sp=OSMAM-VN-US-EN-featured-midtown | Lodging | Hotel |  |  | Consolidated Edison | Consolidated Edison | J - New York City
680 | Lockheed Martin Syracuse | 497 Electronics Pkwy |  | Liverpool | NY | 13088 | 43.1069 | -76.1849 | 0 | 0 | 1000 | 1400 | 0 | 0 | 0 | 0 | 0 | 0 | 0 | 0 | FALSE | KSYR | 2019-04-04 18:56 | 1 |  |  | Manufacturing | Miscellaneous |  |  | National Grid - Upstate NY (Niagara Mohawk) |  | C - Central
681 | Red Hook Recreation Center | 155 Bay St |  | Brooklyn | NY | 11232 | 40.6725 | -74.0039 | 0 | 0 | 6 | 21 | 0 | 0 | 0 | 0 | 0 | 0 | 0 | 0 | FALSE | KLGA | 2019-04-04 18:56 | 1 |  |  | Public Assembly | Recreation |  |  | Consolidated Edison |  | J - New York City
682 | Riverwalk Point | 480 Main St |  | New York | NY | 10044 | 40.7594 | -73.9512 | 65 | 388 | 0 | 0 | 0 | 0 | 0 | 0 | 0 | 0 | 0 | 0 | TRUE | KEWR | 2019-02-21 17:03 | 1 |  | http://www.relatedrentals.com/apartment-rentals/new-york-city/roosevelt-island/riverwalk-point?ctd_ac=3399705&LOC=RR652_DIGUNK_VAN00.1100&ctx_name=RR652_DIGUNK_VAN00.1100&cmpid=van-bing-vanityurlredir | Residential | Multifamily |  |  | Consolidated Edison | Consolidated Edison | J - New York City
683 | One North Fourth | 1 N 4th Pl |  | Brooklyn | NY | 11249 | 40.7197 | -73.9649 | 200 | 811 | 0 | 0 | 0 | 0 | 0 | 0 | 0 | 0 | 0 | 0 | TRUE | KLGA | 2019-02-21 17:03 | 1 |  | http://www.1n4th.com/ | Residential | Multifamily |  |  | Consolidated Edison | National Grid - NYC (Brooklyn Union) | J - New York City
684 | Hudson Yards New York | 501 West 33rd Street |  | New York | NY | 10001 | 40.7541 | -73.9999 | 1200 | 5248.8 | 0 | 0 | 0 | 0 | 0 | 0 | 0 | 0 | 0 | 0 | TRUE | KLGA | 2019-04-04 18:13 | 1 |  | https://www.hudsonyardsnewyork.com/ | Office | Mixed-Use Office |  |  | Consolidated Edison | Consolidated Edison | J - New York City
685 | The Parkline | 626 Flatbush Ave |  | Brooklyn | NY | 11225 | 40.658 | -73.9608 | 65 | 388 | 0 | 0 | 0 | 0 | 0 | 0 | 0 | 0 | 0 | 0 | TRUE | KLGA | 2019-02-21 17:03 | 1 |  | http://www.theparkline.com/ | Residential | Multifamily |  |  | Consolidated Edison | National Grid - NYC (Brooklyn Union) | J - New York City
686 | Morris Avenue Apartments | 655 Morris Ave |  | Bronx | NY | 10451 | 40.8202 | -73.9221 | 65 | 388 | 0 | 0 | 0 | 0 | 0 | 0 | 0 | 0 | 0 | 0 | TRUE | KLGA | 2019-02-21 17:03 | 1 |  |  | Residential | Multifamily |  |  | Consolidated Edison | Consolidated Edison | J - New York City
687 | Birchwood Towers - The Bel Air | 66-36 Yellowstone Blvd |  | Forest Hills | NY | 11375 | 40.7287 | -73.8497 | 65 | 388 | 0 | 0 | 0 | 0 | 0 | 0 | 0 | 0 | 0 | 0 | FALSE | KLGA | 2019-02-21 17:03 | 1 |  |  | Residential | Multifamily |  |  | Consolidated Edison | National Grid - NYC (Brooklyn Union) | J - New York City
688 | Hunters Point South A | 1-50 50th Ave |  | Long Island City | NY | 11101 | 40.7433 | -73.959 | 130 | 776 | 0 | 0 | 0 | 0 | 0 | 0 | 0 | 0 | 0 | 0 | TRUE | KLGA | 2019-02-21 17:03 | 1 |  | http://www.hunterspointsouthliving.com/ | Residential | Multifamily |  |  | Consolidated Edison | Consolidated Edison | J - New York City
689 | Fordham University | 4101 Arthur Kill Rd |  | Staten Island | NY | 10309 | 40.545 | -74.242 | 2600.32 | 0 | 0 | 0 | 0 | 0 | 0 | 0 | 0 | 0 | 0 | 0 | FALSE | KJFK | 2019-02-21 17:03 | 1 |  | https://www.fordham.edu/ | Education | College or University |  |  | Consolidated Edison |  | J - New York City
690 | Riu Plaza NE | 741 8th Ave |  | New York | NY | 10036 | 40.7602 | -73.9881 | 325 | 1940 | 0 | 0 | 0 | 0 | 0 | 0 | 0 | 0 | 0 | 0 | TRUE | KLGA | 2019-02-21 17:04 | 1 | Riu Hotel New York | https://www.riu.com/en/hotel/usa/new-york/hotel-riu-plaza-new-york-times-square/index.jsp?gclid=EAIaIQobChMIhc_a4Nuw2wIVAR1pCh3CKwfPEAAYASAAEgIjjvD_BwE&gclsrc=aw.ds&dclid=CPDMy-rbsNsCFUTG4wcdZosEpA | Lodging | Hotel |  |  | Consolidated Edison | Consolidated Edison | J - New York City
691 | Riu Plaza New York Times Square Hotel | 301 West 46th St |  | New York | NY | 10036 | 40.76 | -73.9882 | 130 | 776 | 0 | 0 | 0 | 0 | 0 | 0 | 0 | 0 | 0 | 0 | TRUE | KLGA | 2019-02-21 17:04 | 1 |  | https://www.riu.com/en/hotel/usa/new-york/hotel-riu-plaza-new-york-times-square/index.jsp?gclid=EAIa | Lodging | Hotel |  |  | Consolidated Edison | Consolidated Edison | J - New York City
692 | Fordham Prep School | 4101 Arthur Kill Rd |  | Staten Island | NY | 10309 | 40.545 | -74.242 | 499.8 | 0 | 0 | 0 | 0 | 0 | 0 | 0 | 0 | 0 | 0 | 0 | FALSE | KJFK | 2019-02-21 17:03 | 1 |  | https://www.fordhamprep.org/ | Education | High School |  |  | Consolidated Edison |  | J - New York City
693 | River Park Residences | 16 Richman Plaza |  | Bronx | NY | 10453 | 40.8523 | -73.9228 | 1000 | 4055 | 0 | 0 | 0 | 0 | 0 | 0 | 0 | 0 | 0 | 0 | FALSE | KLGA | 2019-02-21 17:04 | 1 |  | http://www.reliantrs.com/river_park.html | Residential | Multifamily |  |  | Consolidated Edison | Consolidated Edison | J - New York City
694 | The San Remo | 145-146 Central Park West |  | New York | NY | 10023 | 40.778 | -73.9751 | 195 | 1164 | 0 | 0 | 0 | 0 | 0 | 0 | 0 | 0 | 0 | 0 | FALSE | KLGA | 2019-02-21 17:04 | 1 |  |  | Residential | Multifamily |  |  | Consolidated Edison | Consolidated Edison | J - New York City
695 | The Excelsior | 303 E 57th St |  | New York | NY | 10022 | 40.7596 | -73.9648 | 200 | 1226 | 0 | 0 | 0 | 0 | 0 | 0 | 0 | 0 | 0 | 0 | TRUE | KLGA | 2019-02-21 17:04 | 1 |  |  | Residential | Multifamily |  |  | Consolidated Edison | Consolidated Edison | J - New York City
696 | Hunters Point South B | 1-55 Borden Ave |  | Long Island City | NY | 11101 | 40.7425 | -73.9591 | 65 | 0 | 0 | 0 | 0 | 0 | 0 | 0 | 0 | 0 | 0 | 0 | TRUE | KLGA | 2019-02-21 16:42 | 1 |  | https://www.hunterspointsouthliving.com/ | Residential | Multifamily |  |  | Consolidated Edison | Consolidated Edison | J - New York City
697 | Ulster County | 1951 Frank Sottile Blvd |  | Kingston | NY | 12402 | 41.9619 | -73.9815 | 1900.8 | 0 | 0 | 0 | 0 | 0 | 0 | 0 | 0 | 0 | 0 | 0 | FALSE | KPOU | 2019-02-21 17:04 | 1 |  | http://www.ucrra.org/ | Utilities Water and Waste Management | Landfill |  |  | Central Hudson Gas and Electric |  | G - Hudson Valley
698 | Time Warner Cable | 6941 Shannon Rd |  | Bath | NY | 14810 | 42.3374 | -77.3753 | 2773.98 | 0 | 0 | 0 | 0 | 0 | 0 | 0 | 0 | 0 | 0 | 0 | FALSE | KITH | 2019-02-21 17:04 | 1 |  | https://www.spectrum.com/?cmp=TWC | Offsite Resource | Solar Farm |  |  | New York State Electric and Gas |  | C - Central
699 | Lamb-Lakeshore Dairy | 3071 Youngstown Rd |  | Wilson | NY | 14172 | 43.2927 | -78.8749 | 582 | 0 | 0 | 0 | 0 | 0 | 0 | 0 | 0 | 0 | 0 | 0 | FALSE | KIAG | 2019-02-21 17:04 | 1 |  |  | Agricultural | Dairy |  |  | National Grid - Upstate NY (Niagara Mohawk) | National Fuel Gas Distribution | A - West
700 | SUNY New Paltz | 1 Hawk Dr |  | New Paltz | NY | 12561 | 41.7674 | -74.0686 | 218.08 | 0 | 100 | 200 | 0 | 0 | 0 | 0 | 0 | 0 | 0 | 0 | FALSE | KLGA | 2019-04-04 18:56 | 1 |  |  | Education | College or University |  |  | Central Hudson Gas and Electric |  | G - Hudson Valley
701 | Elmira Southside School | 777 S Main St |  | Elmira | NY | 14904 | 42.2849 | -77.4217 | 0 | 0 | 0 | 0 | 0 | 0 | 1522 | 0 | 0 | 0 | 0 | 0 | FALSE | KSYR | 2019-02-21 17:04 | 1 |  |  | Education | High School |  |  | New York State Electric and Gas |  | C - Central
702 | Memorial Sloan Kettering Westchester | 500 Westchester Ave |  | West Harrison | NY | 10604 | 41.028 | -73.7359 | 0 | 0 | 0 | 0 | 0 | 0 | 1522 | 0 | 0 | 0 | 0 | 0 | FALSE | KLGA | 2019-03-18 14:20 | 1 | Memorial Sloan Kettering Cancer Center; MSK Westchester |  | Health Care (Inpatient) | Hospital |  |  | Consolidated Edison |  | I - Dunwoodie
703 | Citigroup Headquarters | 388 Greenwich St |  | New York | NY | 10013 | 40.7201 | -74.0121 | 0 | 0 | 0 | 0 | 0 | 524 | 8371 | 0 | 0 | 0 | 0 | 0 | FALSE | KLGA | 2019-04-04 17:55 | 1 | Shearson Lehman Plaza; Travelers Building |  | Office | Bank or Other Financial Institution |  |  | Consolidated Edison |  | J - New York City
704 | Manhattan Center | 311 W 34th St |  | New York | NY | 10001 | 40.7526 | -73.994 | 0 | 0 | 0 | 0 | 0 | 0 | 2800 | 0 | 0 | 0 | 0 | 0 | FALSE | KLGA | 2019-02-21 17:05 | 1 | Hammerstein Ballroom |  | Public Assembly | Entertainment or Culture |  |  | Consolidated Edison |  | J - New York City
705 | SUNY Jefferson Community College | 1220 Coffeen St |  | Watertown | NY | 13601 | 43.9916 | -75.9359 | 0 | 0 | 150 | 0 | 0 | 0 | 0 | 0 | 0 | 0 | 0 | 0 | FALSE | KSYR | 2019-04-04 18:56 | 1 | John W. Deans Collaborative Learning Center |  | Education | College or University |  |  | National Grid - Upstate NY (Niagara Mohawk) |  | E - Mohawk Valley
706 | Morgan Stanley - NYC | 522 5th Ave |  | New York | NY | 10036 | 40.7547 | -73.9827 | 0 | 0 | 0 | 0 | 0 | 620.7 | 4000 | 3724 | 0 | 0 | 0 | 0 | FALSE | KLGA | 2019-04-04 17:53 | 1 |  |  | Office | Bank or Other Financial Institution |  |  | Consolidated Edison |  | J - New York City
707 | Credit Suisse | 11 Madison Ave |  | New York | NY | 10010 | 40.7414 | -73.9871 | 0 | 0 | 0 | 0 | 0 | 419 | 6200 | 4985.6 | 0 | 0 | 0 | 0 | FALSE | KLGA | 2019-04-04 17:54 | 1 | Metropolitan Life North Building; Eleven Madison |  | Office | Bank or Other Financial Institution |  |  | Consolidated Edison |  | J - New York City
708 | Regeneron Pharmaceuticals, Inc. | 1 Rockwood Rd |  | Sleepy Hollow | NY | 12601 | 41.1144 | -73.864 | 1024.65 | 0 | 0 | 0 | 0 | 0 | 0 | 0 | 0 | 0 | 0 | 0 | FALSE | KPOU | 2019-02-21 17:05 | 1 |  | https://www.regeneron.com/ | Manufacturing | Chemicals |  |  | Consolidated Edison |  | I - Dunwoodie
709 | TIAA | 730 3rd Ave |  | New York | NY | 10017 | 40.7529 | -73.9742 | 0 | 0 | 0 | 0 | 0 | 1045 | 6000 | 6270 | 0 | 0 | 0 | 0 | FALSE | KLGA | 2019-04-04 17:54 | 1 |  |  | Office | Bank or Other Financial Institution |  |  | Consolidated Edison |  | J - New York City
710 | AXA Equitable Center | 787 7th Ave |  | New York | NY | 10019 | 40.7618 | -73.9844 | 0 | 0 | 0 | 0 | 0 | 1567.5 | 9000 | 9405 | 0 | 0 | 0 | 0 | FALSE | KLGA | 2019-04-04 17:56 | 1 | The Equitable Tower; Equitable Center West |  | Office | Bank or Other Financial Institution |  |  | Consolidated Edison |  | J - New York City
711 | Goldman Sachs Manhattan HQ | 200 West St |  | New York | NY | 10282 | 40.7149 | -74.0164 | 0 | 0 | 2699 | 16192 | 0 | 0 | 0 | 0 | 0 | 0 | 0 | 0 | FALSE | KLGA | 2019-04-04 18:57 | 1 |  |  | Office | Bank or Other Financial Institution |  |  | Consolidated Edison |  | J - New York City
712 | Rockefeller Center | 30 Rockefeller Plaza |  | New York | NY | 10020 | 40.759 | -73.9815 | 0 | 0 | 0 | 0 | 0 | 1428 | 8600 | 8569 | 0 | 0 | 0 | 0 | FALSE | KLGA | 2019-04-04 17:55 | 1 |  |  | Office | Mixed-Use Office |  |  | Consolidated Edison |  | J - New York City
713 | 55 Water Street | 55 Water St |  | New York | NY | 10041 | 40.7033 | -74.0111 | 0 | 0 | 0 | 0 | 0 | 1100 | 16200 | 16009.4 | 0 | 0 | 0 | 0 | FALSE | KLGA | 2019-04-04 17:58 | 1 |  |  | Office | Mixed-Use Office |  |  | Consolidated Edison |  | J - New York City
714 | 1155 Avenue of the Americas | 1155 6th Ave |  | New York | NY | 10036 | 40.7566 | -73.9836 | 0 | 0 | 0 | 0 | 0 | 513 | 3200 | 3078 | 0 | 0 | 0 | 0 | FALSE | KLGA | 2019-04-04 17:52 | 1 | Durst Building |  | Office | Mixed-Use Office |  |  | Consolidated Edison |  | J - New York City
715 | Verizon Building | 140 West St |  | New York | NY | 10007 | 40.714 | -74.0139 | 0 | 0 | 0 | 0 | 0 | 1100 | 10000 | 0 | 0 | 0 | 0 | 0 | FALSE | KLGA | 2019-04-04 17:57 | 1 | Barclay-Vesey Building; New York Telephone Company Building |  | Office |  |  |  | Consolidated Edison |  | J - New York City
716 | GE Global Research [Broadalbin] | 560 NY-29 |  | Broadalbin | NY | 12025 | 43.0613 | -74.1571 | 2984.85 | 0 | 0 | 0 | 0 | 0 | 0 | 0 | 0 | 0 | 0 | 0 | FALSE | KALB | 2019-02-21 17:06 | 1 |  | https://www.geglobalresearch.com/ | Offsite Resource | Solar Farm |  |  | National Grid - Upstate NY (Niagara Mohawk) |  | F - Capital
717 | GE Global Research [Amsterdam A] | 537 NY-67 |  | Amsterdam | NY | 12010 | 42.9544 | -74.222 | 2984.85 | 0 | 0 | 0 | 0 | 0 | 0 | 0 | 0 | 0 | 0 | 0 | FALSE | KALB | 2019-02-21 17:06 | 1 |  | https://www.geglobalresearch.com/ | Offsite Resource | Solar Farm |  |  | National Grid - Upstate NY (Niagara Mohawk) |  | F - Capital
718 | GE Global Research [Amsterdam B] | 546 NY-67 |  | Amsterdam | NY | 12010 | 42.9546 | -74.2222 | 2984.85 | 0 | 0 | 0 | 0 | 0 | 0 | 0 | 0 | 0 | 0 | 0 | FALSE | KALB | 2019-02-21 17:06 | 1 |  | https://www.geglobalresearch.com/ | Offsite Resource | Solar Farm |  |  | National Grid - Upstate NY (Niagara Mohawk) |  | F - Capital
719 | GE Global Research [Delanson A] | 664 Alexander Rd |  | Delanson | NY | 12053 | 42.7559 | -74.212 | 2984.85 | 0 | 0 | 0 | 0 | 0 | 0 | 0 | 0 | 0 | 0 | 0 | FALSE | KALB | 2019-02-21 17:06 | 1 |  | https://www.geglobalresearch.com/ | Offsite Resource | Solar Farm |  |  | National Grid - Upstate NY (Niagara Mohawk) |  | F - Capital
720 | GE Global Research [Johnstown A] | 171-173 County Hwy 142A |  | Johnstown | NY | 12095 | 42.9937 | -74.3216 | 2984.85 | 0 | 0 | 0 | 0 | 0 | 0 | 0 | 0 | 0 | 0 | 0 | FALSE | KALB | 2019-02-21 17:06 | 1 |  | https://www.geglobalresearch.com/ | Offsite Resource | Solar Farm |  |  | National Grid - Upstate NY (Niagara Mohawk) |  | F - Capital
721 | GE Global Research [Sharon Springs] | 106 Empie Rd |  | Sharon Springs | NY | 13459 | 42.7751 | -74.5693 | 2984.85 | 0 | 0 | 0 | 0 | 0 | 0 | 0 | 0 | 0 | 0 | 0 | FALSE | KALB | 2019-02-21 17:06 | 1 |  | https://www.geglobalresearch.com/ | Offsite Resource | Solar Farm |  |  | National Grid - Upstate NY (Niagara Mohawk) |  | F - Capital
722 | Broome County - 399 Broome Corp Pkwy | 399 Broome Corporate Pkwy |  | Conklin | NY | 13748 | 42.0609 | -75.8228 | 2791.86 | 0 | 0 | 0 | 0 | 0 | 0 | 0 | 0 | 0 | 0 | 0 | FALSE | KBGM | 2019-02-21 17:06 | 1 |  | https://www.ny.gov/counties/broome | Office | Government Office |  |  | New York State Electric and Gas |  | C - Central
723 | Broome County - 375 Broome Corp Pkwy | 375 Broome Corporate Pkwy |  | Conklin | NY | 13748 | 42.0631 | -75.8208 | 2485.96 | 0 | 0 | 0 | 0 | 0 | 0 | 0 | 0 | 0 | 0 | 0 | FALSE | KBGM | 2019-02-21 17:07 | 1 |  | https://www.ny.gov/counties/broome | Office | Government Office |  |  | New York State Electric and Gas |  | C - Central
724 | Oswego County Fulton | 3125 NY-3 |  | Fulton | NY | 13069 | 43.3424 | -76.3454 | 2509.14 | 0 | 0 | 0 | 0 | 0 | 0 | 0 | 0 | 0 | 0 | 0 | FALSE | KSYR | 2019-02-21 17:07 | 1 |  | http://oswegocounty.com/ | Public Order and Safety | Jail, Reformatory, or Penitentiary |  |  | National Grid - Upstate NY (Niagara Mohawk) |  | C - Central
726 | City of Beacon | 100 Dennings Ave |  | Beacon | NY | 12508 | 41.4946 | -73.9838 | 2794.68 | 0 | 0 | 0 | 0 | 0 | 0 | 0 | 0 | 0 | 0 | 0 | FALSE | KSWF | 2019-02-21 17:07 | 1 |  | http://www.cityofbeacon.org/ | Utilities Water and Waste Management | Landfill |  |  | Central Hudson Gas and Electric |  | G - Hudson Valley
727 | Anheuser Busch LLC (NY 15 0107) | 1299 Kingdom Rd |  | Baldwinsville | NY | 13027 | 43.1533 | -76.415 | 2756.52 | 0 | 0 | 0 | 0 | 0 | 0 | 0 | 0 | 0 | 0 | 0 | FALSE | KSYR | 2019-02-21 17:07 | 1 |  | https://www.anheuser-busch.com/ | Offsite Resource | Solar Farm |  |  | National Grid - Upstate NY (Niagara Mohawk) |  | C - Central
728 | St. Lawrence University (NY 14 0111) | 24805 County Rd 67 |  | Watertown | NY | 13601 | 43.9336 | -75.8787 | 2906.46 | 0 | 0 | 0 | 0 | 0 | 0 | 0 | 0 | 0 | 0 | 0 | FALSE | KART | 2019-02-21 17:07 | 1 |  | https://www.stlawu.edu/ | Offsite Resource | Solar Farm |  |  | National Grid - Upstate NY (Niagara Mohawk) |  | E - Mohawk Valley
729 | Time Warner Cable Enterprises LLC (NY 14 0188) | 6607 Bartlett Rd |  | Rome | NY | 13440 | 43.1825 | -75.4302 | 2843.1 | 0 | 0 | 0 | 0 | 0 | 0 | 0 | 0 | 0 | 0 | 0 | FALSE | KSYR | 2019-02-21 17:07 | 1 |  | https://www.spectrum.com/?cmp=TWC | Offsite Resource | Solar Farm |  |  | National Grid - Upstate NY (Niagara Mohawk) |  | E - Mohawk Valley
730 | Glenn Gardens Apartments | 175 W 87th St |  | New York | NY | 10024 | 40.7886 | -73.9744 | 200 | 1400 | 0 | 0 | 0 | 0 | 0 | 0 | 0 | 0 | 0 | 0 | TRUE | KLGA | 2019-02-21 17:07 | 1 |  | http://www.glenngardens.com/ | Residential | Multifamily |  |  | Consolidated Edison | Consolidated Edison | J - New York City
731 | SUNY Poly Perth | 4335 NY-30 |  | Amsterdam | NY | 12010 | 42.9868 | -74.1907 | 5230 | 0 | 0 | 0 | 0 | 0 | 0 | 0 | 0 | 0 | 0 | 0 | FALSE | KALB | 2019-02-21 17:08 | 1 |  | https://sunypoly.edu/ | Offsite Resource | Solar Farm |  |  | National Grid - Upstate NY (Niagara Mohawk) |  | F - Capital
732 | Wal-Mart Stores Inc. - 8005 Call Pkwy | 8005 Call Pkwy |  | Batavia | NY | 14020 | 43.0271 | -78.1876 | 2828.15 | 0 | 0 | 0 | 0 | 0 | 0 | 0 | 0 | 0 | 0 | 0 | FALSE | KROC | 2019-02-21 17:08 | 1 |  | https://www.walmart.com/?adid=22222222220220085369&wmlspartner=wmtlabs&wl0=e&wl1=g&wl2=c&wl3=210041945663&wl4=kwd-27665750&wl5=9005080&wl6=&wl7=&wl8=&veh=sem | Offsite Resource | Solar Farm |  |  | National Grid - Upstate NY (Niagara Mohawk) |  | A - West
733 | Town of Grand Island - 7755 Oak Orchard Road | 7755 Oak Orchard Rd |  | Batavia | NY | 14020 | 43.0387 | -78.1878 | 2902.44 | 0 | 0 | 0 | 0 | 0 | 0 | 0 | 0 | 0 | 0 | 0 | FALSE | KROC | 2019-02-21 17:08 | 1 |  | http://www.grand-island.ny.us/ | Offsite Resource | Solar Farm |  |  | National Grid - Upstate NY (Niagara Mohawk) |  | A - West
734 | Praxair - 8169 Bank Street Road | 8169 Bank Street Rd |  | Batavia | NY | 14020 | 43.0191 | -78.156 | 2828.15 | 0 | 0 | 0 | 0 | 0 | 0 | 0 | 0 | 0 | 0 | 0 | FALSE | KROC | 2019-02-21 17:08 | 1 |  | http://www.praxair.com/ | Offsite Resource | Solar Farm |  |  | National Grid - Upstate NY (Niagara Mohawk) |  | A - West
735 | Barton Mines Company, LLC - 28 Barton Mines Lane | 28 Barton Mines Rd |  | North Creek | NY | 12853 | 43.6893 | -74.0646 | 2692.8 | 0 | 0 | 0 | 0 | 0 | 0 | 0 | 0 | 0 | 0 | 0 | FALSE | KSLK | 2019-02-21 17:08 | 1 |  | https://www.barton.com/about-barton/ | Offsite Resource | Solar Farm |  |  | National Grid - Upstate NY (Niagara Mohawk) |  | F - Capital
736 | General Electric (19th Hole Solar) | 2617 NY-67 |  | Johnstown | NY | 12095 | 42.9854 | -74.3136 | 10460 | 0 | 0 | 0 | 0 | 0 | 0 | 0 | 0 | 0 | 0 | 0 | FALSE | KALB | 2019-02-21 17:09 | 1 |  | https://www.ge.com/ | Offsite Resource | Solar Farm |  |  | National Grid - Upstate NY (Niagara Mohawk) |  | F - Capital
737 | NYU Langone Medical Center | 550 1st Avenue |  | New York | NY | 10016 | 40.7421 | -73.9762 | 9820 | 127000 | 0 | 0 | 0 | 0 | 0 | 0 | 0 | 0 | 0 | 0 | FALSE | KLGA | 2019-04-08 16:05 | 1 |  | https://med.nyu.edu/ | Health Care (Inpatient) | Hospital |  |  | Consolidated Edison | Consolidated Edison | J - New York City
738 | Daroga Power - 2016 Pitkin Ave | 2016 Pitkin Ave |  | Brooklyn | NY | 11207 | 40.6709 | -73.8986 | 414.75 | 0 | 0 | 0 | 0 | 0 | 0 | 0 | 0 | 0 | 0 | 0 | FALSE | KJFK | 2019-02-21 17:09 | 1 |  | https://www.darogapower.com/ | Office | Sales Office |  |  | Consolidated Edison |  | J - New York City
739 | Finger Lakes Extrusion Corporation - 2437 Route 21 | 2437 NY-21 |  | Canandaigua | NY | 14424 | 42.9125 | -77.2426 | 555.56 | 0 | 0 | 0 | 0 | 0 | 0 | 0 | 0 | 0 | 0 | 0 | FALSE | KROC | 2019-02-21 17:09 | 1 |  | https://www.flextubing.com/ | Manufacturing | Plastics and Rubber Products |  |  | Rochester Gas and Electric |  | B - Genessee
740 | Columbia University - 124 Johnson Road | 124 Johnson Rd |  | Chester | NY | 10918 | 41.3836 | -74.2638 | 2902 | 0 | 0 | 0 | 0 | 0 | 0 | 0 | 0 | 0 | 0 | 0 | FALSE | KSWF | 2019-02-21 17:09 | 1 |  | https://www.columbia.edu/ | Education | College or University |  |  | Orange and Rockland Utilities |  | G - Hudson Valley
741 | Columbia University - 234 State Line Road | 234 State Line Rd |  | Westtown | NY | 10998 | 41.2959 | -74.5549 | 2902 | 0 | 0 | 0 | 0 | 0 | 0 | 0 | 0 | 0 | 0 | 0 | FALSE | KSWF | 2019-02-21 17:09 | 1 |  | https://www.columbia.edu/ | Education | College or University |  |  | Orange and Rockland Utilities |  | G - Hudson Valley
742 | City of Utica - 583A Five Mile Line Road | 583A 5 Mile Line Rd |  | Lisbon | NY | 13658 | 44.7276 | -75.3401 | 1981.44 | 0 | 0 | 0 | 0 | 0 | 0 | 0 | 0 | 0 | 0 | 0 | FALSE | KROC | 2019-02-21 17:09 | 1 |  | http://www.cityofutica.com/ | Offsite Resource | Solar Farm |  |  | National Grid - Upstate NY (Niagara Mohawk) |  | E - Mohawk Valley
743 | Onondaga County Oak Orchard WWTP - 4300 Oak Orchard Road | 4300 Oak Orchard Rd |  | Clay | NY | 13041 | 43.2019 | -76.2122 | 2522.96 | 0 | 0 | 0 | 0 | 0 | 0 | 0 | 0 | 0 | 0 | 0 | FALSE | KSYR | 2019-02-21 17:09 | 1 |  | http://www.ongov.net/wep/index.html | Utilities Water and Waste Management | Wastewater Treatment Plant |  |  | National Grid - Upstate NY (Niagara Mohawk) |  | C - Central
745 | Cornell University - 1 Main Street | 1 Main St |  | New York | NY | 10044 | 40.7548 | -73.9563 | 847.67 | 0 | 0 | 0 | 0 | 0 | 0 | 0 | 0 | 0 | 0 | 0 | FALSE | KLGA | 2019-02-21 17:09 | 1 |  | http://www.cornell.edu/ | Education | College or University |  |  | Consolidated Edison |  | J - New York City
746 | Erie County (Alden) - 11581 Walden Avenue | 11581 Walden Ave |  | Alden | NY | 14004 | 42.9328 | -78.5594 | 2461.09 | 0 | 0 | 0 | 0 | 0 | 0 | 0 | 0 | 0 | 0 | 0 | FALSE | KBUF | 2019-02-21 17:10 | 1 |  | http://www2.erie.gov/sheriff/index.php?q=jail-management-division | Public Order and Safety | Jail, Reformatory, or Penitentiary |  |  | New York State Electric and Gas |  | A - West
747 | County of Lewis - 5252 Outer Stowe Street | 5252 Outer Stowe St |  | Lowville | NY | 13367 | 43.7788 | -75.5029 | 2461.09 | 0 | 0 | 0 | 0 | 0 | 0 | 0 | 0 | 0 | 0 | 0 | FALSE | KART | 2019-02-21 17:10 | 1 |  | https://www.lewiscounty.org/departments/jail/jail | Public Order and Safety | Jail, Reformatory, or Penitentiary |  |  | National Grid - Upstate NY (Niagara Mohawk) |  | E - Mohawk Valley
749 | Mather Hospital | 75 N Country Rd |  | Port Jefferson | NY | 11777 | 40.9385 | -73.0563 | 0 | 0 | 0 | 0 | 0 | 0 | 0 | 0 | 0 | 0 | 0 | 0 | FALSE | KLGA | 2019-02-21 17:10 | 1 |  |  | Health Care (Inpatient) | Hospital |  |  | Long Island Power Authority (PSEG-LI) |  | K - Long Island
750 | Brooklyn Army Terminal | 140 58th St |  | Brooklyn | NY | 11220 | 40.6455 | -74.0261 | 0 | 0 | 100 | 720 | 0 | 0 | 0 | 0 | 0 | 0 | 0 | 0 | FALSE | KLGA | 2019-04-04 18:57 | 1 |  |  | Manufacturing | Miscellaneous |  |  | Consolidated Edison |  | J - New York City
751 | Cornell University Weinhold Chilled Water Plant | 661 Dryden Rd |  | Ithaca | NY | 14850 | 42.4433 | -76.4766 | 0 | 0 | 0 | 0 | 0 | 5000 | 30000 | 1228680 | 0 | 0 | 0 | 0 | FALSE | KITH | 2019-04-04 17:58 | 1 |  |  | Education | College or University |  |  | New York State Electric and Gas |  | C - Central
752 | East Hampton Energy Storage Center | 3 Cove Hollow Rd |  | East Hampton | NY | 11937 | 40.9611 | -72.2123 | 0 | 0 | 5000 | 40000 | 0 | 0 | 0 | 0 | 0 | 0 | 0 | 0 | FALSE | KJFK | 2019-04-04 18:57 | 1 |  |  | Offsite Resource | Utility Support |  |  | Long Island Power Authority (PSEG-LI) |  | K - Long Island
753 | SUNY Polytechnic 1 of 5 - 5813B Route 30 | 5813B NY-30 |  | Amsterdam | NY | 12010 | 42.9108 | -74.216 | 2789.64 | 0 | 0 | 0 | 0 | 0 | 0 | 0 | 0 | 0 | 0 | 0 | FALSE | KALB | 2019-02-21 17:10 | 1 |  | https://sunypoly.edu/ | Education | College or University |  |  | National Grid - Upstate NY (Niagara Mohawk) |  | F - Capital
754 | SUNY Polytechnic 2 of 5 - 5813C Route 30 | 5813C NY-30 |  | Amsterdam | NY | 12010 | 42.9108 | -74.216 | 2789.64 | 0 | 0 | 0 | 0 | 0 | 0 | 0 | 0 | 0 | 0 | 0 | FALSE | KALB | 2019-02-21 17:10 | 1 |  | https://sunypoly.edu/ | Education | College or University |  |  | National Grid - Upstate NY (Niagara Mohawk) |  | F - Capital
755 | SUNY Polytechnic 3 of 5 - 5813A Route 30 | 5813A NY-30 |  | Amsterdam | NY | 12010 | 42.9108 | -74.216 | 2789.64 | 0 | 0 | 0 | 0 | 0 | 0 | 0 | 0 | 0 | 0 | 0 | FALSE | KALB | 2019-02-21 17:11 | 1 |  | https://sunypoly.edu/ | Education | College or University |  |  | National Grid - Upstate NY (Niagara Mohawk) |  | F - Capital
756 | SUNY RF, on behalf of SUNY Polytechnic - 218 Buckley Road | 218 Buckley Rd |  | Whitehall | NY | 12887 | 43.5538 | -73.3661 | 5657.6 | 0 | 0 | 0 | 0 | 0 | 0 | 0 | 0 | 0 | 0 | 0 | FALSE | KALB | 2019-02-21 17:11 | 1 |  | https://sunypoly.edu/ | Education | College or University |  |  | National Grid - Upstate NY (Niagara Mohawk) |  | F - Capital
757 | SUNY RF, on behalf of SUNY Polytechnic 11 - Old Stage Road | 373 Old Stage Rd |  | Altamont | NY | 12009 | 42.6897 | -74.0601 | 2828.8 | 0 | 0 | 0 | 0 | 0 | 0 | 0 | 0 | 0 | 0 | 0 | FALSE | KALB | 2019-02-21 17:11 | 1 |  | https://sunypoly.edu/ | Education | College or University |  |  | National Grid - Upstate NY (Niagara Mohawk) |  | F - Capital
758 | SUNY RF, on behalf of SUNY Polytechnic 12 - 0 Greenmount Cemetery | Greenmount Cemetery Ln |  | Whitehall | NY | 12887 | 43.5411 | -73.3927 | 2567.8 | 0 | 0 | 0 | 0 | 0 | 0 | 0 | 0 | 0 | 0 | 0 | FALSE | KALB | 2019-02-21 17:11 | 1 |  | https://sunypoly.edu/ | Education | College or University |  |  | National Grid - Upstate NY (Niagara Mohawk) |  | F - Capital
759 | Greene County - 84 Volunteer Drive | 84 Volunteer Dr |  | Cairo | NY | 12413 | 42.2952 | -74.0033 | 2271.64 | 0 | 0 | 0 | 0 | 0 | 0 | 0 | 0 | 0 | 0 | 0 | FALSE | KALB | 2019-02-21 17:11 | 1 |  | https://www.greenegovernment.com/ | Office | Government Office |  |  | Central Hudson Gas and Electric |  | G - Hudson Valley
760 | Town of Wawayanda - 80 Ridgebury Hill Road | 80 Ridgebury Hill Rd |  | Slate Hill | NY | 10973 | 41.3917 | -74.4586 | 442.68 | 0 | 0 | 0 | 0 | 0 | 0 | 0 | 0 | 0 | 0 | 0 | FALSE | KPOU | 2019-02-21 17:11 | 1 |  | https://townofwawayanda.com/ | Office | Government Office |  |  | Orange and Rockland Utilities |  | G - Hudson Valley
761 | The Research Found - 519 Route 151 (South A) | Co Rd 151 |  | Oppenheim | NY | 13452 | 43.0705 | -74.733 | 2432 | 0 | 0 | 0 | 0 | 0 | 0 | 0 | 0 | 0 | 0 | 0 | FALSE | KALB | 2019-02-21 17:11 | 1 |  | http://www.rfsuny.org/ | Education | College or University |  |  | National Grid - Upstate NY (Niagara Mohawk) |  | F - Capital
762 | Home Depot #1262 | 979 Central Ave |  | Albany | NY | 12205 | 42.6848 | -73.7951 | 210 | 0 | 0 | 0 | 0 | 0 | 0 | 0 | 0 | 0 | 0 | 0 | FALSE | KALB | 2019-02-21 17:11 | 1 |  | https://www.homedepot.com/ | Mercantile (Retail Other Than Malls) | Retail Store |  |  | National Grid - Upstate NY (Niagara Mohawk) | National Grid - Upstate NY (Niagara Mohawk) | F - Capital
763 | Northern Adirondack CSD - 5572 Route 11 | 5572 US-11 |  | Ellenburg Center | NY | 12934 | 44.8956 | -73.8439 | 1656 | 0 | 0 | 0 | 0 | 0 | 0 | 0 | 0 | 0 | 0 | 0 | FALSE | KPBG | 2019-02-21 17:11 | 1 |  | http://www.nacs1.org/ | Education | High School |  |  | New York State Electric and Gas |  | D - North
764 | City of Utica Solar Project 1 - 583B Five Mile Line Road | 583B 5 Mile Line Rd |  | Lisbon | NY | 13658 | 44.7276 | -75.3401 | 2789.64 | 0 | 0 | 0 | 0 | 0 | 0 | 0 | 0 | 0 | 0 | 0 | FALSE | KROC | 2019-02-21 17:12 | 1 |  | http://www.cityofutica.com/ | Offsite Resource | Solar Farm |  |  | National Grid - Upstate NY (Niagara Mohawk) |  | E - Mohawk Valley
765 | Daroga - 2042 Pitkin Ave | 2042 Pitkin Ave |  | Brooklyn | NY | 11207 | 40.6711 | -73.8994 | 749 | 0 | 0 | 0 | 0 | 0 | 0 | 0 | 0 | 0 | 0 | 0 | FALSE | KJFK | 2019-02-21 17:12 | 1 |  | https://www.darogapower.com/ | Warehouse and Storage | Non-refrigerated Warehouse |  |  | Consolidated Edison |  | J - New York City
766 | Home Depot 1245 - 55 Weyman Avenue | 55 Weyman Ave |  | New Rochelle | NY | 10805 | 40.8991 | -73.7947 | 230.4 | 0 | 0 | 0 | 0 | 0 | 0 | 0 | 0 | 0 | 0 | 0 | FALSE | KLGA | 2019-02-21 17:12 | 1 |  | https://www.homedepot.com/ | Mercantile (Retail Other Than Malls) | Retail Store |  |  | Consolidated Edison |  | J - New York City
767 | 519 Route 151 - 519 County Route 151 (North B) | 519 Co Rd 151 |  | St. Johnsville | NY | 13452 | 43.0602 | -74.7379 | 1942.56 | 0 | 0 | 0 | 0 | 0 | 0 | 0 | 0 | 0 | 0 | 0 | FALSE | KALB | 2019-02-21 17:12 | 1 |  |  | Offsite Resource | Solar Farm |  |  | National Grid - Upstate NY (Niagara Mohawk) |  | F - Capital
768 | Broadalbin-Perth CSD - 1870 County Hwy 107 | 1870 County Hwy 107 |  | Amsterdam | NY | 12010 | 43.018 | -74.1918 | 1930.5 | 0 | 0 | 0 | 0 | 0 | 0 | 0 | 0 | 0 | 0 | 0 | FALSE | KALB | 2019-02-21 17:12 | 1 |  | https://www.bpcsd.org/our-schools/middle-school/ | Education | Elementary or Middle School |  |  | National Grid - Upstate NY (Niagara Mohawk) |  | F - Capital
769 | Town of Guilderland - 6151 State Hwy 30 | 6151 NY-30 |  | Amsterdam | NY | 12010 | 42.8982 | -74.2259 | 2815.8 | 0 | 0 | 0 | 0 | 0 | 0 | 0 | 0 | 0 | 0 | 0 | FALSE | KALB | 2019-02-21 17:12 | 1 |  | https://www.townofguilderland.org/ | Offsite Resource | Solar Farm |  |  | National Grid - Upstate NY (Niagara Mohawk) |  | F - Capital
770 | SUNY Poly Selkirk 1 - 59 Speeder Road | 59 Speeder Rd |  | Selkirk | NY | 12158 | 42.5441 | -73.8187 | 2600 | 0 | 0 | 0 | 0 | 0 | 0 | 0 | 0 | 0 | 0 | 0 | FALSE | KALB | 2019-02-21 17:12 | 1 |  | https://sunypoly.edu/ | Offsite Resource | Solar Farm |  |  | National Grid - Upstate NY (Niagara Mohawk) |  | F - Capital
771 | SUNY Poly Selkirk 2 - 61 Speeder Road | 61 Speeder Rd |  | Selkirk | NY | 12158 | 42.5441 | -73.818 | 2610 | 0 | 0 | 0 | 0 | 0 | 0 | 0 | 0 | 0 | 0 | 0 | FALSE | KALB | 2019-02-21 17:12 | 1 |  | https://sunypoly.edu/ | Offsite Resource | Solar Farm |  |  | National Grid - Upstate NY (Niagara Mohawk) |  | F - Capital
772 | SUNY Poly Selkirk 3 - 63 Speeder Road | 63 Speeder Rd |  | Selkirk | NY | 12158 | 42.5441 | -73.8187 | 2600 | 0 | 0 | 0 | 0 | 0 | 0 | 0 | 0 | 0 | 0 | 0 | FALSE | KALB | 2019-02-21 17:12 | 1 |  | https://sunypoly.edu/ | Offsite Resource | Solar Farm |  |  | National Grid - Upstate NY (Niagara Mohawk) |  | F - Capital
773 | SUNY Poly Selkirk 4 - 65 Speeder Road | 65 Speeder Rd |  | Selkirk | NY | 12158 | 42.5441 | -73.8187 | 2600 | 0 | 0 | 0 | 0 | 0 | 0 | 0 | 0 | 0 | 0 | 0 | FALSE | KALB | 2019-02-21 17:12 | 1 |  | https://sunypoly.edu/ | Offsite Resource | Solar Farm |  |  | National Grid - Upstate NY (Niagara Mohawk) |  | F - Capital
774 | Pepsi Cola Bottling LLC - 9801 Avenue D | 9801 Avenue D |  | Brooklyn | NY | 11236 | 40.6508 | -73.9093 | 1068.12 | 0 | 0 | 0 | 0 | 0 | 0 | 0 | 0 | 0 | 0 | 0 | FALSE | KJFK | 2019-02-21 17:13 | 1 |  | http://www.pepsico.com/ | Warehouse and Storage | Distribution or Shipping Center |  |  | Consolidated Edison |  | J - New York City
775 | Stop and Shop #581 - 2754 Hylan Blvd. | 2754 Hylan Blvd |  | Staten Island | NY | 10306 | 40.5638 | -74.1166 | 197.945 | 0 | 0 | 0 | 0 | 0 | 0 | 0 | 0 | 0 | 0 | 0 | FALSE | KEWR | 2019-02-21 17:13 | 1 |  | https://stopandshop.com/ | Food Sales | Grocery Store or Food Market |  |  | Consolidated Edison |  | J - New York City
776 | Minisink Solar - 1718 County Route 1 | 1718A County Rte 1 |  | Minisink | NY | 10998 | 41.2486 | -74.3491 | 5290.11 | 0 | 0 | 0 | 0 | 0 | 0 | 0 | 0 | 0 | 0 | 0 | FALSE | KSWF | 2019-02-21 17:13 | 1 |  |  | Offsite Resource | Solar Farm |  |  | Orange and Rockland Utilities |  | G - Hudson Valley
777 | Home Depot Schenectady #1239 | 2500 Cambridge Rd |  | Schenectady | NY | 12304 | 42.782 | -73.9182 | 210 | 0 | 0 | 0 | 0 | 0 | 0 | 0 | 0 | 0 | 0 | 0 | FALSE | KALB | 2019-02-21 17:13 | 1 |  | https://www.homedepot.com/ | Mercantile (Retail Other Than Malls) | Retail Store |  |  | National Grid - Upstate NY (Niagara Mohawk) | National Grid - Upstate NY (Niagara Mohawk) | F - Capital
778 | Home Depot Albany #1241 | 161 Washington Ave Ext |  | Albany | NY | 12205 | 42.6968 | -73.8496 | 210 | 0 | 0 | 0 | 0 | 0 | 0 | 0 | 0 | 0 | 0 | 0 | FALSE | KALB | 2019-02-21 17:13 | 1 |  | https://www.homedepot.com/ | Mercantile (Retail Other Than Malls) | Retail Store |  |  | National Grid - Upstate NY (Niagara Mohawk) | National Grid - Upstate NY (Niagara Mohawk) | F - Capital
779 | Home Depot Hawthorne #8456 | 1 Saw Mill River Rd |  | Hawthorne | NY | 10532 | 41.0832 | -73.8222 | 210 | 0 | 0 | 0 | 0 | 0 | 0 | 0 | 0 | 0 | 0 | 0 | FALSE | KHPN | 2019-02-21 17:13 | 1 |  | https://www.homedepot.com/ | Mercantile (Retail Other Than Malls) | Retail Store |  |  | Consolidated Edison | Consolidated Edison | I - Dunwoodie
780 | Catlin Solar LLC - 68 Callahan Road | 68 Callahan Rd |  | Beaver Dams | NY | 14812 | 42.2861 | -76.9512 | 1250.89 | 0 | 0 | 0 | 0 | 0 | 0 | 0 | 0 | 0 | 0 | 0 | FALSE | KELM | 2019-02-21 17:13 | 1 |  |  | Offsite Resource | Solar Farm |  |  | New York State Electric and Gas |  | C - Central
781 | Sustainable Energy Developments - 753 Manitou Road | 753 Manitou Rd |  | Hilton | NY | 14468 | 43.2841 | -77.7548 | 2695.68 | 0 | 0 | 0 | 0 | 0 | 0 | 0 | 0 | 0 | 0 | 0 | FALSE | KROC | 2019-02-21 17:13 | 1 |  |  | Offsite Resource | Solar Farm |  |  | Rochester Gas and Electric |  | B - Genessee
782 | RRH Parma Solar 1, LLC | 1682 Hilton-Parma Corners Rd |  | Spencerport | NY | 14459 | 43.2275 | -77.7904 | 5487.3 | 0 | 0 | 0 | 0 | 0 | 0 | 0 | 0 | 0 | 0 | 0 | FALSE | KROC | 2019-02-21 17:14 | 2 |  |  | Offsite Resource | Solar Farm |  |  | Rochester Gas and Electric
783 | Norstar Solar, LLC | 4834 Rome-Taberg Rd |  | Rome | NY | 13440 | 43.2738 | -75.5692 | 2724.48 | 0 | 0 | 0 | 0 | 0 | 0 | 0 | 0 | 0 | 0 | 0 | FALSE | KSYR | 2019-02-21 17:14 | 1 |  | http://www.norstarus.com/ | Offsite Resource | Solar Farm |  |  | National Grid - Upstate NY (Niagara Mohawk) |  | E - Mohawk Valley
784 | Miller Road Solar Project LLC | 100 Miller Rd |  | Schenectady | NY | 12009 | 42.7342 | -73.9681 | 2726.3 | 0 | 0 | 0 | 0 | 0 | 0 | 0 | 0 | 0 | 0 | 0 | FALSE | KALB | 2019-02-21 17:14 | 1 |  |  | Offsite Resource | Solar Farm |  |  | National Grid - Upstate NY (Niagara Mohawk) |  | F - Capital
785 | Western Turnpike Solar Project LLC | 4645 Western Turnpike |  | Altamont | NY | 12009 | 42.7311 | -73.971 | 2762.3 | 0 | 0 | 0 | 0 | 0 | 0 | 0 | 0 | 0 | 0 | 0 | FALSE | KALB | 2019-02-21 17:14 | 1 |  |  | Offsite Resource | Solar Farm |  |  | National Grid - Upstate NY (Niagara Mohawk) |  | F - Capital
786 | Home Depot Saratoga Springs #1223 | 3043 NY-50 |  | Saratoga Springs | NY | 12866 | 43.101 | -73.7446 | 210 | 0 | 0 | 0 | 0 | 0 | 0 | 0 | 0 | 0 | 0 | 0 | FALSE | KALB | 2019-02-21 17:14 | 1 |  | https://www.homedepot.com/ | Mercantile (Retail Other Than Malls) | Retail Store |  |  | National Grid - Upstate NY (Niagara Mohawk) | National Grid - Upstate NY (Niagara Mohawk) | F - Capital
787 | Queens Center Mall | 90-15 Queens Blvd |  | Queens | NY | 11373 | 40.7344 | -73.8722 | 1200 | 0 | 0 | 0 | 0 | 0 | 0 | 0 | 0 | 0 | 0 | 0 | FALSE | KJFK | 2019-02-21 17:15 | 1 |  | http://www.shopqueenscenter.com/ | Mercantile (Enclosed and Strip Malls) | Enclosed Mall |  |  | Consolidated Edison | National Grid - NYC (Brooklyn Union) | J - New York City
788 | The Michelangelo Hotel New York | 761 7th Ave # 779 |  | New York | NY | 10019 | 40.7619 | -73.9826 | 265 | 1265.5 | 0 | 0 | 0 | 0 | 0 | 0 | 0 | 0 | 0 | 0 | FALSE | KLGA | 2019-02-21 17:15 | 1 |  | https://www.michelangelohotel.com/en/ | Lodging | Hotel |  |  | Consolidated Edison | Consolidated Edison | J - New York City
789 | Hollygrove Solar, LLC | 7233 NY-104A |  | Red Creek | NY | 13143 | 43.2593 | -76.7265 | 2999.745 | 0 | 0 | 0 | 0 | 0 | 0 | 0 | 0 | 0 | 0 | 0 | FALSE | KSYR | 2019-02-21 17:16 | 1 |  |  | Offsite Resource | Solar Farm |  |  | Rochester Gas and Electric |  | B - Genessee
790 | Home Depot Clay #6153 | 3861 NY-31 |  | Liverpool | NY | 13090 | 43.1881 | -76.2493 | 210 | 0 | 0 | 0 | 0 | 0 | 0 | 0 | 0 | 0 | 0 | 0 | FALSE | KSYR | 2019-02-21 17:16 | 1 |  | https://www.homedepot.com/ | Mercantile (Retail Other Than Malls) | Retail Store |  |  | National Grid - Upstate NY (Niagara Mohawk) | National Grid - Upstate NY (Niagara Mohawk) | C - Central
791 | Howland Solar, LLC | 5930 S Main St |  | Sandy Creek | NY | 13145 | 43.6356 | -76.0869 | 3012.24 | 0 | 0 | 0 | 0 | 0 | 0 | 0 | 0 | 0 | 0 | 0 | FALSE | KART | 2019-03-05 14:59 | 1 |  |  | Offsite Resource | Solar Farm |  |  | National Grid - Upstate NY (Niagara Mohawk) |  | C - Central
792 | Pearl Solar, LLC | 2901 Pearl Street Rd |  | Batavia | NY | 14020 | 42.9816 | -78.2916 | 2999.745 | 0 | 0 | 0 | 0 | 0 | 0 | 0 | 0 | 0 | 0 | 0 | FALSE | KBUF | 2019-03-14 12:34 | 1 | Muckdog Solar, LLC |  | Offsite Resource | Solar Farm |  |  | National Grid - Upstate NY (Niagara Mohawk) |  | A - West
793 | Pearl Solar II, LLC | 2881 Pearl Street Rd |  | Batavia | NY | 14020 | 42.9821 | -78.2928 | 2999.745 | 0 | 0 | 0 | 0 | 0 | 0 | 0 | 0 | 0 | 0 | 0 | FALSE | KBUF | 2019-03-14 12:35 | 1 | Muckdog II Solar, LLC |  | Offsite Resource | Solar Farm |  |  | National Grid - Upstate NY (Niagara Mohawk) |  | A - West
794 | 141 Verbeck Ave | 141 Verbeck Ave |  | Schaghticoke | NY | 12154 | 42.9342 | -73.6219 | 3208.95 | 0 | 0 | 0 | 0 | 0 | 0 | 0 | 0 | 0 | 0 | 0 | FALSE | KALB | 2019-02-21 17:16 | 1 | ForeFront Power, LLC Schaghticoke |  | Offsite Resource | Solar Farm |  |  | National Grid - Upstate NY (Niagara Mohawk) |  | F - Capital
795 | 20598 Old Rome Road | 20598 Old Rome Rd |  | Watertown | NY | 13601 | 43.9571 | -75.9823 | 3029.4 | 0 | 0 | 0 | 0 | 0 | 0 | 0 | 0 | 0 | 0 | 0 | FALSE | KART | 2019-02-21 17:16 | 1 | ForeFront Power, LLC Watertown |  | Offsite Resource | Solar Farm |  |  | National Grid - Upstate NY (Niagara Mohawk) |  | E - Mohawk Valley
796 | 132 Pattersonville Rynex Corners Rd | 132 Pattersonville-Rynex Corners Rd |  | Schenectady | NY | 12306 | 42.8259 | -74.0632 | 3024.27 | 0 | 0 | 0 | 0 | 0 | 0 | 0 | 0 | 0 | 0 | 0 | FALSE | KALB | 2019-02-21 17:16 | 1 | ForeFront Power, LLC Schenectady |  | Offsite Resource | Solar Farm |  |  | National Grid - Upstate NY (Niagara Mohawk) |  | F - Capital
797 | Home Depot Greenbush #1263 | 600 N Greenbush Rd |  | Rensselaer | NY | 12144 | 42.648 | -73.7021 | 210 | 0 | 0 | 0 | 0 | 0 | 0 | 0 | 0 | 0 | 0 | 0 | FALSE | KALB | 2019-02-21 17:16 | 1 |  | https://www.homedepot.com/ | Mercantile (Retail Other Than Malls) | Retail Store |  |  | National Grid - Upstate NY (Niagara Mohawk) | National Grid - Upstate NY (Niagara Mohawk) | F - Capital
798 | Home Depot Amsterdam #1289 | 135 Hannaford Plz |  | Amsterdam | NY | 12010 | 42.9672 | -74.186 | 210 | 0 | 0 | 0 | 0 | 0 | 0 | 0 | 0 | 0 | 0 | 0 | FALSE | KLGA | 2019-02-21 17:16 | 1 |  | https://www.homedepot.com/ | Mercantile (Retail Other Than Malls) | Retail Store |  |  | National Grid - Upstate NY (Niagara Mohawk) | National Grid - Upstate NY (Niagara Mohawk) | F - Capital
799 | Home Depot Camillus #1257 | 3756 Milton Ave |  | Camillus | NY | 13031 | 43.0537 | -76.2661 | 210 | 0 | 0 | 0 | 0 | 0 | 0 | 0 | 0 | 0 | 0 | 0 | FALSE | KSYR | 2019-02-21 17:16 | 1 |  | https://www.homedepot.com/ | Mercantile (Retail Other Than Malls) | Retail Store |  |  | National Grid - Upstate NY (Niagara Mohawk) | National Grid - Upstate NY (Niagara Mohawk) | C - Central
800 | Home Depot Clifton Park #1269 | 4 Halfmoon Crossing |  | Clifton Park | NY | 12065 | 42.8575 | -73.7699 | 210 | 0 | 0 | 0 | 0 | 0 | 0 | 0 | 0 | 0 | 0 | 0 | FALSE | KALB | 2019-02-21 17:17 | 1 |  | https://www.homedepot.com/ | Mercantile (Retail Other Than Malls) | Retail Store |  |  | New York State Electric and Gas | National Grid - Upstate NY (Niagara Mohawk) | F - Capital
801 | West State Johnstown | 186 W State St Extension |  | Gloversville | NY | 12078 | 43.0675 | -74.3602 | 4773.6 | 0 | 0 | 0 | 0 | 0 | 0 | 0 | 0 | 0 | 0 | 0 | FALSE | KALB | 2019-02-21 17:17 | 2 |  |  | Offsite Resource | Solar Farm |  |  | National Grid - Upstate NY (Niagara Mohawk) |  | F - Capital
804 | Home A in zip code 10567 |  |  | Cortlandt Manor | NY | 10567 | 41.2896 | -73.897 | 0 | 0 | 10 | 0 | 0 | 0 | 0 | 0 | 0 | 0 | 0 | 0 | FALSE | KHPN | 2019-04-04 18:57 | 1 |  |  | Residential | Single-family detached |  |  | Consolidated Edison |  | I - Dunwoodie
805 | Home A in zip code 10583 |  |  | Scarsdale | NY | 10583 | 40.9887 | -73.7892 | 0 | 0 | 10 | 0 | 0 | 0 | 0 | 0 | 0 | 0 | 0 | 0 | FALSE | KHPN | 2019-04-04 18:57 | 1 |  |  | Residential | Single-family detached |  |  | Consolidated Edison |  | I - Dunwoodie
806 | Home A in zip code 10708 |  |  | Yonkers | NY | 10708 | 40.9383 | -73.8299 | 0 | 0 | 15 | 0 | 0 | 0 | 0 | 0 | 0 | 0 | 0 | 0 | FALSE | KLGA | 2019-04-04 18:57 | 1 |  |  | Residential | Single-family detached |  |  | Consolidated Edison |  | I - Dunwoodie
807 | Home B in zip code 11576 |  |  | Roslyn | NY | 11576 | 40.798 | -73.6473 | 0 | 0 | 5 | 0 | 0 | 0 | 0 | 0 | 0 | 0 | 0 | 0 | FALSE | KLGA | 2019-04-04 18:57 | 1 |  |  | Residential | Single-family detached |  |  | Long Island Power Authority (PSEG-LI) |  | K - Long Island
808 | Home A in zip code 10924 |  |  | Goshen | NY | 10924 | 41.3812 | -74.3525 | 0 | 0 | 5 | 0 | 0 | 0 | 0 | 0 | 0 | 0 | 0 | 0 | FALSE | KSWF | 2019-03-14 12:27 | 1 |  |  | Residential | Single-family detached |  |  | Orange and Rockland Utilities |  | G - Hudson Valley
809 | Home A in zip code 10990 |  |  | Warwick | NY | 10990 | 41.2674 | -74.364 | 0 | 0 | 5 | 0 | 0 | 0 | 0 | 0 | 0 | 0 | 0 | 0 | FALSE | KSWF | 2019-04-04 18:58 | 1 |  |  | Residential | Single-family detached |  |  | Orange and Rockland Utilities |  | G - Hudson Valley
810 | Home A in zip code 10913 |  |  | Blauvelt | NY | 10913 | 41.0689 | -73.956 | 0 | 0 | 5 | 0 | 0 | 0 | 0 | 0 | 0 | 0 | 0 | 0 | FALSE | KLGA | 2019-04-04 18:58 | 1 |  |  | Residential | Single-family detached |  |  | Orange and Rockland Utilities |  | G - Hudson Valley
811 | Home B in zip code 10562 |  |  | Ossining | NY | 10562 | 41.1945 | -73.8253 | 0 | 0 | 10 | 0 | 0 | 0 | 0 | 0 | 0 | 0 | 0 | 0 | FALSE | KHPN | 2019-04-04 18:58 | 1 |  |  | Residential | Single-family detached |  |  | Consolidated Edison |  | I - Dunwoodie
812 | Home A in zip code 10562 |  |  | Ossining | NY | 10562 | 41.1945 | -73.8253 | 0 | 0 | 20 | 0 | 0 | 0 | 0 | 0 | 0 | 0 | 0 | 0 | FALSE | KHPN | 2019-04-04 18:58 | 1 |  |  | Residential | Single-family detached |  |  | Consolidated Edison |  | I - Dunwoodie
813 | Home A in zip code 10956 |  |  | New City | NY | 10956 | 41.1572 | -73.9934 | 0 | 0 | 5 | 0 | 0 | 0 | 0 | 0 | 0 | 0 | 0 | 0 | FALSE | KHPN | 2019-04-04 18:58 | 1 |  |  | Residential | Single-family detached |  |  | Orange and Rockland Utilities |  | G - Hudson Valley
814 | Home A in zip code 12553 |  |  | New Windsor | NY | 12553 | 41.4557 | -74.0749 | 0 | 0 | 5 | 13.5 | 0 | 0 | 0 | 0 | 0 | 0 | 0 | 0 | FALSE | KSWF | 2019-03-18 14:13 | 1 |  |  | Residential | Single-family detached |  |  | Central Hudson Gas and Electric |  | G - Hudson Valley
815 | Home A in zip code 12590 |  |  | Wappingers Falls | NY | 12590 | 41.5926 | -73.8869 | 0 | 0 | 5 | 13.5 | 0 | 0 | 0 | 0 | 0 | 0 | 0 | 0 | FALSE | KSWF | 2019-03-18 14:13 | 1 |  |  | Residential | Single-family detached |  |  | Central Hudson Gas and Electric |  | G - Hudson Valley
816 | Home A in zip code 12721 |  |  | Bloomingburg | NY | 12721 | 41.5817 | -74.4224 | 0 | 0 | 5 | 0 | 0 | 0 | 0 | 0 | 0 | 0 | 0 | 0 | FALSE | KSWF | 2019-04-04 18:58 | 1 |  |  | Residential | Single-family detached |  |  | Orange and Rockland Utilities |  | E - Mohawk Valley
817 | Home A in zip code 10974 |  |  | Sloatsburg | NY | 10974 | 41.1681 | -74.178 | 0 | 0 | 10 | 0 | 0 | 0 | 0 | 0 | 0 | 0 | 0 | 0 | FALSE | KSWF | 2019-04-04 18:59 | 1 |  |  | Residential | Single-family detached |  |  | Orange and Rockland Utilities |  | G - Hudson Valley
818 | Home A in zip code 10940 |  |  | Middletown | NY | 10940 | 41.4465 | -74.4787 | 0 | 0 | 5 | 0 | 0 | 0 | 0 | 0 | 0 | 0 | 0 | 0 | FALSE | KSWF | 2019-04-04 18:59 | 1 |  |  | Residential | Single-family detached |  |  | Orange and Rockland Utilities |  | G - Hudson Valley
819 | Home A in zip code 12401 |  |  | Kingston | NY | 12401 | 41.9227 | -74.2028 | 0 | 0 | 5 | 13.5 | 0 | 0 | 0 | 0 | 0 | 0 | 0 | 0 | FALSE | KSWF | 2019-03-18 14:14 | 1 |  |  | Residential | Single-family detached |  |  | Central Hudson Gas and Electric |  | G - Hudson Valley
820 | Home A in zip code 12486 |  |  | Tillson | NY | 12486 | 41.8324 | -74.064 | 0 | 0 | 5 | 13.5 | 0 | 0 | 0 | 0 | 0 | 0 | 0 | 0 | FALSE | KSWF | 2019-03-18 14:15 | 1 |  |  | Residential | Single-family detached |  |  | Central Hudson Gas and Electric |  | G - Hudson Valley
821 | Home A in zip code 12533 |  |  | Hopewell Junction | NY | 12533 | 41.5598 | -73.7871 | 0 | 0 | 5 | 13.5 | 0 | 0 | 0 | 0 | 0 | 0 | 0 | 0 | FALSE | KSWF | 2019-03-18 14:15 | 1 |  |  | Residential | Single-family detached |  |  | Central Hudson Gas and Electric |  | G - Hudson Valley
822 | Home B in zip code 12533 |  |  | Hopewell Junction | NY | 12533 | 41.5598 | -73.7871 | 0 | 0 | 5 | 13.5 | 0 | 0 | 0 | 0 | 0 | 0 | 0 | 0 | FALSE | KSWF | 2019-04-04 18:59 | 1 |  |  | Residential | Single-family detached |  |  | Central Hudson Gas and Electric |  | G - Hudson Valley
823 | Home A in zip code 12414 |  |  | Catskill | NY | 12414 | 42.232 | -73.9139 | 0 | 0 | 5 | 13.5 | 0 | 0 | 0 | 0 | 0 | 0 | 0 | 0 | FALSE | KALB | 2019-04-04 18:59 | 1 |  |  | Residential | Single-family detached |  |  | Central Hudson Gas and Electric |  | G - Hudson Valley
824 | Home B in zip code 12401 |  |  | Kingston | NY | 12401 | 41.9227 | -74.2028 | 0 | 0 | 5 | 13.5 | 0 | 0 | 0 | 0 | 0 | 0 | 0 | 0 | FALSE | KSWF | 2019-04-04 18:59 | 1 |  |  | Residential | Single-family detached |  |  | Central Hudson Gas and Electric |  | G - Hudson Valley
825 | Home A in zip code 12583 |  |  | Tivoli | NY | 12583 | 42.0634 | -73.8687 | 0 | 0 | 5 | 13.5 | 0 | 0 | 0 | 0 | 0 | 0 | 0 | 0 | FALSE | KSWF | 2019-04-04 18:59 | 1 |  |  | Residential | Single-family detached |  |  | Central Hudson Gas and Electric |  | G - Hudson Valley
826 | Home B in zip code 12538 |  |  | Hyde Park | NY | 12538 | 41.7922 | -73.8938 | 0 | 0 | 5 | 13.5 | 0 | 0 | 0 | 0 | 0 | 0 | 0 | 0 | FALSE | KSWF | 2019-04-04 18:59 | 1 |  |  | Residential | Single-family detached |  |  | Central Hudson Gas and Electric |  | G - Hudson Valley
827 | Home A in zip code 12431 |  |  | Freehold | NY | 12431 | 42.362 | -74.0235 | 0 | 0 | 5 | 13.5 | 0 | 0 | 0 | 0 | 0 | 0 | 0 | 0 | FALSE | KALB | 2019-04-04 19:00 | 1 |  |  | Residential | Single-family detached |  |  | Central Hudson Gas and Electric |  | G - Hudson Valley
828 | Home A in zip code 12601 |  |  | Poughkeepsie | NY | 12601 | 41.7019 | -73.9115 | 0 | 0 | 5 | 13.5 | 0 | 0 | 0 | 0 | 0 | 0 | 0 | 0 | FALSE | KSWF | 2019-04-04 19:00 | 1 |  |  | Residential | Single-family detached |  |  | Central Hudson Gas and Electric |  | G - Hudson Valley
829 | Home C in zip code 12533 |  |  | Hopewell Junction | NY | 12533 | 41.5598 | -73.7871 | 0 | 0 | 5 | 13.5 | 0 | 0 | 0 | 0 | 0 | 0 | 0 | 0 | FALSE | KSWF | 2019-04-04 19:00 | 1 |  |  | Residential | Single-family detached |  |  | Central Hudson Gas and Electric |  | G - Hudson Valley
830 | Home C in zip code 12553 |  |  | New Windsor | NY | 12553 | 41.4557 | -74.0749 | 0 | 0 | 5 | 13.5 | 0 | 0 | 0 | 0 | 0 | 0 | 0 | 0 | FALSE | KSWF | 2019-04-04 19:00 | 1 |  |  | Residential | Single-family detached |  |  | Central Hudson Gas and Electric |  | G - Hudson Valley
831 | Home A in zip code 10705 |  |  | Yonkers | NY | 10705 | 40.9197 | -73.89 | 0 | 0 | 5 | 0 | 0 | 0 | 0 | 0 | 0 | 0 | 0 | 0 | FALSE | KLGA | 2019-04-04 19:00 | 1 |  |  | Residential | Single-family detached |  |  | Consolidated Edison |  | I - Dunwoodie
832 | Home A in zip code 10566 |  |  | Peekskill | NY | 10566 | 41.2895 | -73.9168 | 0 | 0 | 6 | 0 | 0 | 0 | 0 | 0 | 0 | 0 | 0 | 0 | FALSE | KSWF | 2019-04-04 19:00 | 1 |  |  | Residential | Single-family detached |  |  | Consolidated Edison |  | H - Millwood
833 | Home A in zip code 10552 |  |  | Fleetwood | NY | 10552 | 40.9245 | -73.8261 | 0 | 0 | 15 | 0 | 0 | 0 | 0 | 0 | 0 | 0 | 0 | 0 | FALSE | KLGA | 2019-04-04 19:01 | 1 |  |  | Residential | Single-family detached |  |  | Consolidated Edison |  | I - Dunwoodie
835 | Home A in zip code 10980 |  |  | Stony Point | NY | 10980 | 41.2392 | -74.0563 | 0 | 0 | 7.6 | 0 | 0 | 0 | 0 | 0 | 0 | 0 | 0 | 0 | FALSE | KHPN | 2019-03-14 12:27 | 1 |  |  | Residential | Single-family detached |  |  | Orange and Rockland Utilities |  | G - Hudson Valley
836 | Home A in zip code 10930 |  |  | Highland Mills | NY | 10930 | 41.3662 | -74.1213 | 0 | 0 | 5 | 0 | 0 | 0 | 0 | 0 | 0 | 0 | 0 | 0 | FALSE | KSWF | 2019-04-04 19:01 | 1 |  |  | Residential | Single-family detached |  |  | Orange and Rockland Utilities |  | G - Hudson Valley
837 | Home B in zip code 10950 |  |  | Monroe | NY | 10950 | 41.3173 | -74.1999 | 0 | 0 | 5 | 0 | 0 | 0 | 0 | 0 | 0 | 0 | 0 | 0 | FALSE | KSWF | 2019-04-04 19:01 | 1 |  |  | Residential | Single-family detached |  |  | Orange and Rockland Utilities |  | G - Hudson Valley
838 | Home A in zip code 10998 |  |  | Westtown | NY | 10998 | 41.3241 | -74.5412 | 0 | 0 | 5 | 0 | 0 | 0 | 0 | 0 | 0 | 0 | 0 | 0 | FALSE | KSWF | 2019-04-04 19:01 | 1 |  |  | Residential | Single-family detached |  |  | Orange and Rockland Utilities |  | G - Hudson Valley
839 | Home B in zip code 10974 |  |  | Sloatsburg | NY | 10974 | 41.1681 | -74.178 | 0 | 0 | 5 | 0 | 0 | 0 | 0 | 0 | 0 | 0 | 0 | 0 | FALSE | KSWF | 2019-04-04 19:01 | 1 |  |  | Residential | Single-family detached |  |  | Orange and Rockland Utilities |  | G - Hudson Valley
840 | Home A in zip code 10952 |  |  | Monsey | NY | 10952 | 41.1111 | -74.0785 | 0 | 0 | 15 | 0 | 0 | 0 | 0 | 0 | 0 | 0 | 0 | 0 | FALSE | KHPN | 2019-04-04 19:01 | 1 |  |  | Residential | Single-family detached |  |  | Orange and Rockland Utilities |  | G - Hudson Valley
841 | Home A in zip code 10918 |  |  | Chester | NY | 10918 | 41.3442 | -74.2622 | 0 | 0 | 10 | 0 | 0 | 0 | 0 | 0 | 0 | 0 | 0 | 0 | FALSE | KSWF | 2019-04-04 19:01 | 1 |  |  | Residential | Single-family detached |  |  | Orange and Rockland Utilities |  | G - Hudson Valley
842 | Home A in zip code 10950 |  |  | Monroe | NY | 10950 | 41.3173 | -74.1999 | 0 | 0 | 10 | 0 | 0 | 0 | 0 | 0 | 0 | 0 | 0 | 0 | FALSE | KSWF | 2019-04-04 19:02 | 1 |  |  | Residential | Single-family detached |  |  | Orange and Rockland Utilities |  | G - Hudson Valley
843 | Home C in zip code 10940 |  |  | Middletown | NY | 10940 | 41.4465 | -74.4787 | 0 | 0 | 5 | 0 | 0 | 0 | 0 | 0 | 0 | 0 | 0 | 0 | FALSE | KSWF | 2019-04-04 19:02 | 1 |  |  | Residential | Single-family detached |  |  | Orange and Rockland Utilities |  | G - Hudson Valley
844 | Home B in zip code 10940 |  |  | Middletown | NY | 10940 | 41.4465 | -74.4787 | 0 | 0 | 5 | 0 | 0 | 0 | 0 | 0 | 0 | 0 | 0 | 0 | FALSE | KSWF | 2019-04-04 19:02 | 1 |  |  | Residential | Single-family detached |  |  | Orange and Rockland Utilities |  | G - Hudson Valley
846 | Home A in zip code 11967 |  |  | Shirley | NY | 11967 | 40.7948 | -72.8755 | 0 | 0 | 5.52 | 0 | 0 | 0 | 0 | 0 | 0 | 0 | 0 | 0 | FALSE | KISP | 2019-04-04 19:02 | 1 |  |  | Residential | Single-family detached |  |  | Long Island Power Authority (PSEG-LI) |  | K - Long Island
848 | Home A in zip code 11709 |  |  | Bayville | NY | 11709 | 40.9063 | -73.5582 | 0 | 0 | 10 | 0 | 0 | 0 | 0 | 0 | 0 | 0 | 0 | 0 | FALSE | KLGA | 2019-04-04 19:02 | 1 |  |  | Residential | Single-family detached |  |  | Long Island Power Authority (PSEG-LI) |  | K - Long Island
849 | Home A in zip code 11782 |  |  | Sayville | NY | 11782 | 40.7381 | -73.0817 | 0 | 0 | 10 | 0 | 0 | 0 | 0 | 0 | 0 | 0 | 0 | 0 | FALSE | KISP | 2019-04-04 19:02 | 1 |  |  | Residential | Single-family detached |  |  | Long Island Power Authority (PSEG-LI) |  | K - Long Island
850 | Home A in zip code 11726 |  |  | Copiague | NY | 11726 | 40.6788 | -73.3955 | 0 | 0 | 15 | 0 | 0 | 0 | 0 | 0 | 0 | 0 | 0 | 0 | FALSE | KJFK | 2019-04-04 19:03 | 1 |  |  | Residential | Single-family detached |  |  | Long Island Power Authority (PSEG-LI) |  | K - Long Island
852 | Home A in zip code 11952 |  |  | Mattituck | NY | 11952 | 41.0016 | -72.5476 | 0 | 0 | 5 | 0 | 0 | 0 | 0 | 0 | 0 | 0 | 0 | 0 | FALSE | KHVN | 2019-04-04 19:03 | 1 |  |  | Residential | Single-family detached |  |  | Long Island Power Authority (PSEG-LI) |  | K - Long Island
853 | Home A in zip code 12484 |  |  | Stone Ridge | NY | 12484 | 41.8619 | -74.1765 | 0 | 0 | 5 | 13.5 | 0 | 0 | 0 | 0 | 0 | 0 | 0 | 0 | FALSE | KSWF | 2019-04-04 19:03 | 1 |  |  | Residential | Single-family detached |  |  | Central Hudson Gas and Electric |  | G - Hudson Valley
854 | Home A in zip code 12477 |  |  | Saugerties | NY | 12477 | 42.0926 | -73.9881 | 0 | 0 | 5 | 13.5 | 0 | 0 | 0 | 0 | 0 | 0 | 0 | 0 | FALSE | KSWF | 2019-04-04 19:03 | 1 |  |  | Residential | Single-family detached |  |  | Central Hudson Gas and Electric |  | G - Hudson Valley
855 | Home A in zip code 12440 |  |  | High Falls | NY | 12440 | 41.7812 | -74.1729 | 0 | 0 | 5 | 13.5 | 0 | 0 | 0 | 0 | 0 | 0 | 0 | 0 | FALSE | KSWF | 2019-04-04 19:03 | 1 |  |  | Residential | Single-family detached |  |  | Central Hudson Gas and Electric |  | G - Hudson Valley
856 | Home A in zip code 10524 |  |  | Garrison | NY | 10524 | 41.3753 | -73.9262 | 0 | 0 | 5 | 14 | 0 | 0 | 0 | 0 | 0 | 0 | 0 | 0 | FALSE | KSWF | 2019-04-04 19:03 | 1 |  |  | Residential | Single-family detached |  |  | Central Hudson Gas and Electric |  | G - Hudson Valley
857 | Home A in zip code 12827 |  |  | Fort Ann | NY | 12827 | 43.4639 | -73.5314 | 0 | 0 | 5 | 0 | 0 | 0 | 0 | 0 | 0 | 0 | 0 | 0 | FALSE | KRUT | 2019-04-04 19:03 | 1 |  |  | Residential | Single-family detached |  |  | National Grid - Upstate NY (Niagara Mohawk) |  | F - Capital
859 | Home in 12737 |  |  | Glen Spey | NY | 12737 | 41.5015 | -74.7986 | 0 | 0 | 10 | 0 | 0 | 0 | 0 | 0 | 0 | 0 | 0 | 0 | FALSE | KSWF | 2019-04-04 19:04 | 1 |  |  | Residential | Single-family detached |  |  | Orange and Rockland Utilities |  | E - Mohawk Valley
860 | Home A in zip code 11930 |  |  | Amagansett | NY | 11930 | 40.99 | -72.0996 | 0 | 0 | 5 | 0 | 0 | 0 | 0 | 0 | 0 | 0 | 0 | 0 | FALSE | KHVN | 2019-04-04 19:04 | 1 |  |  | Residential | Single-family detached |  |  | Long Island Power Authority (PSEG-LI) |  | K - Long Island
863 | Home A in zip code 11804 |  |  | Bethpage | NY | 11804 | 40.759 | -73.4574 | 0 | 0 | 7.54 | 0 | 0 | 0 | 0 | 0 | 0 | 0 | 0 | 0 | FALSE | KJFK | 2019-04-04 19:04 | 1 |  |  | Residential | Single-family detached |  |  | Long Island Power Authority (PSEG-LI) |  | K - Long Island
864 | Home B in zip code 11791 |  |  | Syosset | NY | 11791 | 40.8283 | -73.5059 | 0 | 0 | 14.79 | 0 | 0 | 0 | 0 | 0 | 0 | 0 | 0 | 0 | FALSE | KJFK | 2019-04-04 19:04 | 1 |  |  | Residential | Single-family detached |  |  | Long Island Power Authority (PSEG-LI) |  | K - Long Island
865 | Home A in zip code 11954 |  |  | Montauk | NY | 11954 | 41.0475 | -71.9464 | 0 | 0 | 10 | 0 | 0 | 0 | 0 | 0 | 0 | 0 | 0 | 0 | FALSE | KHVN | 2019-04-04 19:04 | 1 |  |  | Residential | Single-family detached |  |  | Long Island Power Authority (PSEG-LI) |  | K - Long Island
866 | Home A in zip code 12538 |  |  | Hyde Park | NY | 12538 | 41.7922 | -73.8938 | 0 | 0 | 5 | 13.5 | 0 | 0 | 0 | 0 | 0 | 0 | 0 | 0 | FALSE | KSWF | 2019-04-04 19:04 | 1 |  |  | Residential | Single-family detached |  |  | Central Hudson Gas and Electric |  | G - Hudson Valley
867 | Home A in zip code 12428 |  |  | Ellenville | NY | 12428 | 41.7469 | -74.4662 | 0 | 0 | 5 | 13.5 | 0 | 0 | 0 | 0 | 0 | 0 | 0 | 0 | FALSE | KSWF | 2019-04-04 19:04 | 1 |  |  | Residential | Single-family detached |  |  | Central Hudson Gas and Electric |  | G - Hudson Valley
868 | Home A in zip code 12508 |  |  | Beacon | NY | 12508 | 41.496 | -73.9536 | 0 | 0 | 5 | 13.5 | 0 | 0 | 0 | 0 | 0 | 0 | 0 | 0 | FALSE | KSWF | 2019-04-04 19:05 | 1 |  |  | Residential | Single-family detached |  |  | Central Hudson Gas and Electric |  | G - Hudson Valley
869 | Home B in zip code 12486 |  |  | Tillson | NY | 12486 | 41.8324 | -74.064 | 0 | 0 | 5 | 13.5 | 0 | 0 | 0 | 0 | 0 | 0 | 0 | 0 | FALSE | KSWF | 2019-04-04 19:05 | 1 |  |  | Residential | Single-family detached |  |  | Central Hudson Gas and Electric |  | G - Hudson Valley
870 | Home A in zip code 12433 |  |  | Glenford | NY | 12433 | 42.0006 | -74.1566 | 0 | 0 | 5 | 13.5 | 0 | 0 | 0 | 0 | 0 | 0 | 0 | 0 | FALSE | KSWF | 2019-04-04 19:05 | 1 |  |  | Residential | Single-family detached |  |  | Central Hudson Gas and Electric |  | G - Hudson Valley
871 | Home B in zip code 10708 |  |  | Bronxville | NY | 10708 | 40.9383 | -73.8299 | 0 | 0 | 10 | 0 | 0 | 0 | 0 | 0 | 0 | 0 | 0 | 0 | FALSE | KLGA | 2019-04-04 19:05 | 1 |  |  | Residential | Single-family detached |  |  | Consolidated Edison |  | I - Dunwoodie
872 | Home A in zip code 12571 |  |  | Red Hook | NY | 12571 | 42.0031 | -73.8098 | 0 | 0 | 10 | 0 | 0 | 0 | 0 | 0 | 0 | 0 | 0 | 0 | FALSE | KSWF | 2019-04-04 19:05 | 1 |  |  | Residential | Single-family detached |  |  | National Grid - Upstate NY (Niagara Mohawk) |  | G - Hudson Valley
873 | Home A in zip code 13331 |  |  | Eagle Bay | NY | 13331 | 43.8663 | -74.8809 | 0 | 0 | 10 | 0 | 0 | 0 | 0 | 0 | 0 | 0 | 0 | 0 | FALSE | KSLK | 2019-04-04 19:05 | 1 |  |  | Residential | Single-family detached |  |  | National Grid - Upstate NY (Niagara Mohawk) |  | E - Mohawk Valley
877 | Home A in zip code 12737 |  |  | Glen Spey | NY | 12737 | 41.5015 | -74.7986 | 0 | 0 | 10 | 0 | 0 | 0 | 0 | 0 | 0 | 0 | 0 | 0 | FALSE | KSWF | 2019-03-14 12:26 | 1 |  |  | Residential | Single-family detached |  |  | Orange and Rockland Utilities |  | E - Mohawk Valley
885 | Home A in zip code 10919 |  |  | Circleville | NY | 10919 | 41.526 | -74.3876 | 0 | 0 | 20 | 0 | 0 | 0 | 0 | 0 | 0 | 0 | 0 | 0 | FALSE | KSWF | 2019-04-04 19:06 | 1 |  |  | Residential | Single-family detached |  |  | Orange and Rockland Utilities |  | G - Hudson Valley
886 | Home A in zip code 11040 |  |  | New Hyde Park | NY | 11040 | 40.7453 | -73.6803 | 0 | 0 | 8.6 | 0 | 0 | 0 | 0 | 0 | 0 | 0 | 0 | 0 | FALSE | KJFK | 2019-04-04 19:06 | 1 |  |  | Residential | Single-family detached |  |  | Long Island Power Authority (PSEG-LI) |  | K - Long Island
887 | Home A in zip code 11793 |  |  | Wantagh | NY | 11793 | 40.6513 | -73.5147 | 0 | 0 | 10 | 0 | 0 | 0 | 0 | 0 | 0 | 0 | 0 | 0 | FALSE | KJFK | 2019-04-04 19:06 | 1 |  |  | Residential | Single-family detached |  |  | Long Island Power Authority (PSEG-LI) |  | K - Long Island
889 | Home A in zip code 11754 |  |  | Kings Park | NY | 11754 | 40.8856 | -73.2499 | 0 | 0 | 10 | 0 | 0 | 0 | 0 | 0 | 0 | 0 | 0 | 0 | FALSE | KISP | 2019-04-04 19:06 | 1 |  |  | Residential | Single-family detached |  |  | Long Island Power Authority (PSEG-LI) |  | K - Long Island
890 | Home B in zip code 12508 |  |  | Beacon | NY | 12508 | 41.496 | -73.9536 | 0 | 0 | 5 | 13.5 | 0 | 0 | 0 | 0 | 0 | 0 | 0 | 0 | FALSE | KSWF | 2019-04-04 19:06 | 1 |  |  | Residential | Single-family detached |  |  | Central Hudson Gas and Electric |  | G - Hudson Valley
891 | Home B in zip code 12553 |  |  | New Windsor | NY | 12553 | 41.4557 | -74.0749 | 0 | 0 | 5 | 13.5 | 0 | 0 | 0 | 0 | 0 | 0 | 0 | 0 | FALSE | KSWF | 2019-04-04 19:06 | 1 |  |  | Residential | Single-family detached |  |  | Central Hudson Gas and Electric |  | G - Hudson Valley
892 | Home A in zip code 12550 |  |  | Newburgh | NY | 12550 | 41.5396 | -74.0572 | 0 | 0 | 5 | 13.5 | 0 | 0 | 0 | 0 | 0 | 0 | 0 | 0 | FALSE | KSWF | 2019-04-04 19:06 | 1 |  |  | Residential | Single-family detached |  |  | Central Hudson Gas and Electric |  | G - Hudson Valley
893 | Home A in zip code 12572 |  |  | Rhinebeck | NY | 12572 | 41.9249 | -73.8637 | 0 | 0 | 5 | 13.5 | 0 | 0 | 0 | 0 | 0 | 0 | 0 | 0 | FALSE | KSWF | 2019-04-04 19:07 | 1 |  |  | Residential | Single-family detached |  |  | Central Hudson Gas and Electric |  | G - Hudson Valley
894 | Home B in zip code 12550 |  |  | Newburgh | NY | 12550 | 41.5396 | -74.0572 | 0 | 0 | 5 | 13.5 | 0 | 0 | 0 | 0 | 0 | 0 | 0 | 0 | FALSE | KSWF | 2019-04-04 19:07 | 1 |  |  | Residential | Single-family detached |  |  | Central Hudson Gas and Electric |  | G - Hudson Valley
895 | Home A in zip code 12461 |  |  | Olive Bridge | NY | 12461 | 41.905 | -74.268 | 0 | 0 | 5 | 13.5 | 0 | 0 | 0 | 0 | 0 | 0 | 0 | 0 | FALSE | KSWF | 2019-04-04 19:07 | 1 |  |  | Residential | Single-family detached |  |  | Central Hudson Gas and Electric |  | G - Hudson Valley
896 | Home A in zip code 10994 |  |  | West Nyack | NY | 10994 | 41.0981 | -73.9726 | 0 | 0 | 5 | 0 | 0 | 0 | 0 | 0 | 0 | 0 | 0 | 0 | FALSE | KHPN | 2019-04-04 19:07 | 1 |  |  | Residential | Single-family detached |  |  | Orange and Rockland Utilities |  | G - Hudson Valley
899 | Home Depot Utica/New Hartford #1254 | 545 French Rd |  | New Hartford | NY | 13413 | 43.0897 | -75.2829 | 210 | 0 | 0 | 0 | 0 | 0 | 0 | 0 | 0 | 0 | 0 | 0 | FALSE | KSYR | 2019-02-21 17:29 | 1 |  | https://www.homedepot.com/ | Mercantile (Retail Other Than Malls) | Retail Store |  |  | National Grid - Upstate NY (Niagara Mohawk) | National Grid - Upstate NY (Niagara Mohawk) | E - Mohawk Valley
900 | Home Depot Cicero #1235 | 7922 Brewerton Rd |  | Cicero | NY | 13039 | 43.1535 | -76.1231 | 210 | 0 | 0 | 0 | 0 | 0 | 0 | 0 | 0 | 0 | 0 | 0 | FALSE | KSYR | 2019-02-21 17:29 | 1 |  | https://www.homedepot.com/ | Mercantile (Retail Other Than Malls) | Retail Store |  |  | National Grid - Upstate NY (Niagara Mohawk) | National Grid - Upstate NY (Niagara Mohawk) | C - Central
901 | Home Depot Dewitt/East Syracuse #1236 | 5814 Bridge St |  | East Syracuse | NY | 13057 | 43.0518 | -76.0698 | 210 | 0 | 0 | 0 | 0 | 0 | 0 | 0 | 0 | 0 | 0 | 0 | FALSE | KSYR | 2019-02-21 17:29 | 1 |  | https://www.homedepot.com/ | Mercantile (Retail Other Than Malls) | Retail Store |  |  | National Grid - Upstate NY (Niagara Mohawk) | National Grid - Upstate NY (Niagara Mohawk) | C - Central
902 | SUNY RF, on behalf of SUNY Polytechnic - 258 Elmwood Ave | 258A Elmwood Ave |  | Gloversville | NY | 12078 | 43.0645 | -74.3155 | 4886.48 | 0 | 0 | 0 | 0 | 0 | 0 | 0 | 0 | 0 | 0 | 0 | FALSE | KALB | 2019-02-21 17:30 | 2 |  | https://sunypoly.edu/ | Education | College or University |  |  | National Grid - Upstate NY (Niagara Mohawk) | National Grid - Upstate NY (Niagara Mohawk) | F - Capital
903 | Delaware River Solar - Millard Hill Road | Millard Hill Rd |  | Newfield | NY | 14867 | 42.3855 | -76.5992 | 7484.1 | 0 | 0 | 0 | 0 | 0 | 0 | 0 | 0 | 0 | 0 | 0 | FALSE | KITH | 2019-02-21 17:30 | 3 |  |  | Offsite Resource | Solar Farm |  |  | New York State Electric and Gas |  | C - Central
904 | Delaware River Solar - Turner Road | 29 Turner Rd |  | Lowman | NY | 14861 | 42.0966 | -76.6775 | 2723.175 | 0 | 0 | 0 | 0 | 0 | 0 | 0 | 0 | 0 | 0 | 0 | FALSE | KELM | 2019-02-21 17:30 | 1 |  |  | Offsite Resource | Solar Farm |  |  | New York State Electric and Gas |  | C - Central
905 | Luna Park Apartments - Building 1 | 2879 W 12th St |  | Brooklyn | NY | 11224 | 40.5779 | -73.9794 | 100 | 613 | 0 | 0 | 0 | 0 | 0 | 0 | 0 | 0 | 0 | 0 | FALSE | KJFK | 2019-02-21 17:31 | 1 |  |  | Residential | Multifamily |  |  | Consolidated Edison | National Grid - NYC (Brooklyn Union) | J - New York City
906 | Luna Park Apartments - Building 3 | 2818 W 8th St |  | Brooklyn | NY | 11224 | 40.5791 | -73.9782 | 100 | 613 | 0 | 0 | 0 | 0 | 0 | 0 | 0 | 0 | 0 | 0 | FALSE | KJFK | 2019-02-13 20:28 | 1 |  |  | Residential | Multifamily |  |  | Consolidated Edison | National Grid - NYC (Brooklyn Union) | J - New York City
907 | Manhattanville College | 2900 Purchase St |  | Purchase | NY | 10577 | 41.032 | -73.7176 | 1085.4 | 0 | 0 | 0 | 0 | 0 | 0 | 0 | 0 | 0 | 0 | 0 | FALSE | KHPN | 2019-02-21 17:31 | 1 |  | https://www.mville.edu/ | Education | College or University |  |  | Consolidated Edison |  | I - Dunwoodie
908 | Aegis Solar, LLC | 5932 Monks Rd |  | Canandaigua | NY | 14424 | 42.7647 | -77.3467 | 3012.24 | 0 | 0 | 0 | 0 | 0 | 0 | 0 | 0 | 0 | 0 | 0 | FALSE | KROC | 2019-03-05 14:57 | 1 |  |  | Offsite Resource | Solar Farm |  |  | Rochester Gas and Electric |  | B - Genessee
909 | National Grid East Pulaski Substation |  |  | Pulaski | NY | 13142 | 43.5562 | -76.1382 | 0 | 0 | 2000 | 3000 | 0 | 0 | 0 | 0 | 0 | 0 | 0 | 0 | FALSE | KSYR | 2019-03-14 12:29 | 1 |  |  | Offsite Resource | Utility Support |  |  | National Grid - Upstate NY (Niagara Mohawk) |  | C - Central
910 | GHP Realty Headquarters | 4 W Red Oak Ln |  | West Harrison | NY | 10604 | 41.0173 | -73.7243 | 0 | 0 | 375 | 940 | 0 | 0 | 0 | 0 | 0 | 0 | 0 | 0 | FALSE | KLGA | 2019-04-04 19:07 | 1 |  |  | Office | Administrative or Professional Office |  |  | Consolidated Edison |  | I - Dunwoodie
911 | Home A in zip code 11576 |  |  | Roslyn | NY | 11576 | 40.798 | -73.6473 | 0 | 0 | 5 | 0 | 0 | 0 | 0 | 0 | 0 | 0 | 0 | 0 | FALSE | KFJK | 2019-04-04 19:07 | 1 |  |  | Residential | Single-family detached |  |  | Long Island Power Authority (PSEG-LI) |  | K - Long Island
912 | Home B in zip code 12571 |  |  | Milan | NY | 12571 | 42.0031 | -73.8098 | 0 | 0 | 5 | 13.5 | 0 | 0 | 0 | 0 | 0 | 0 | 0 | 0 | FALSE | KSWF | 2019-03-14 12:30 | 1 |  |  | Residential | Single-family detached |  |  | Central Hudson Gas and Electric |  | G - Hudson Valley
913 | Home B in zip code 10980 |  |  | Stony Point | NY | 10980 | 41.2392 | -74.0563 | 0 | 0 | 5 | 0 | 0 | 0 | 0 | 0 | 0 | 0 | 0 | 0 | FALSE | KSWF | 2019-04-04 19:08 | 1 |  |  | Residential | Single-family detached |  |  | Orange and Rockland Utilities |  | G - Hudson Valley
914 | Home A in zip code 10963 |  |  | Otisville | NY | 10963 | 41.4635 | -74.5434 | 0 | 0 | 10 | 0 | 0 | 0 | 0 | 0 | 0 | 0 | 0 | 0 | FALSE | KSWF | 2019-04-04 19:08 | 1 |  |  | Residential | Single-family detached |  |  | Orange and Rockland Utilities |  | G - Hudson Valley
915 | Home A in zip code 10989 |  |  | Valley Cottage | NY | 10989 | 41.123 | -73.938 | 0 | 0 | 10 | 0 | 0 | 0 | 0 | 0 | 0 | 0 | 0 | 0 | FALSE | KLGA | 2019-04-04 19:08 | 1 |  |  | Residential | Single-family detached |  |  | Orange and Rockland Utilities |  | G - Hudson Valley
916 | Home A in zip code 10960 |  |  | Grand View-On-Hudson | NY | 10960 | 41.0919 | -73.9258 | 0 | 0 | 10 | 0 | 0 | 0 | 0 | 0 | 0 | 0 | 0 | 0 | FALSE | KLGA | 2019-04-04 19:08 | 1 |  |  | Residential | Single-family detached |  |  | Orange and Rockland Utilities |  | G - Hudson Valley
917 | Home A in zip code 10965 |  |  | Pearl River | NY | 10965 | 41.0616 | -74.0078 | 0 | 0 | 5 | 0 | 0 | 0 | 0 | 0 | 0 | 0 | 0 | 0 | FALSE | KLGA | 2019-04-04 19:08 | 1 |  |  | Residential | Single-family detached |  |  | Orange and Rockland Utilities |  | G - Hudson Valley
918 | Home A in zip code 10920 |  |  | Congers | NY | 10920 | 41.1565 | -73.9382 | 0 | 0 | 10 | 0 | 0 | 0 | 0 | 0 | 0 | 0 | 0 | 0 | FALSE | KSWF | 2019-03-14 12:27 | 1 |  |  | Residential | Single-family detached |  |  | Orange and Rockland Utilities |  | G - Hudson Valley
919 | Home B in zip code 10956 |  |  | New City | NY | 10956 | 41.1572 | -73.9934 | 0 | 0 | 5 | 0 | 0 | 0 | 0 | 0 | 0 | 0 | 0 | 0 | FALSE | KSWF | 2019-04-04 19:08 | 1 |  |  | Residential | Single-family detached |  |  | Orange and Rockland Utilities |  | G - Hudson Valley
920 | Home B in zip code 12477 |  |  | Saugerties | NY | 12477 | 42.0926 | -73.9881 | 0 | 0 | 5 | 13.5 | 0 | 0 | 0 | 0 | 0 | 0 | 0 | 0 | FALSE | KSWF | 2019-03-18 14:12 | 1 |  |  | Residential | Single-family detached |  |  | Central Hudson Gas and Electric |  | G - Hudson Valley
921 | Home A in zip code 13360 |  |  | Inlet | NY | 13360 | 43.7223 | -74.7145 | 0 | 0 | 5 | 0 | 0 | 0 | 0 | 0 | 0 | 0 | 0 | 0 | FALSE | KALB | 2019-04-04 19:08 | 1 |  |  | Residential | Single-family detached |  |  | National Grid - Upstate NY (Niagara Mohawk) |  | F - Capital
922 | Home A in zip code 13420 |  |  | Old Forge | NY | 13420 | 43.7182 | -74.9837 | 0 | 0 | 15 | 0 | 0 | 0 | 0 | 0 | 0 | 0 | 0 | 0 | FALSE | KALB | 2019-04-04 19:09 | 1 |  |  | Residential | Single-family detached |  |  | National Grid - Upstate NY (Niagara Mohawk) |  | E - Mohawk Valley
923 | Home B in zip code 10919 |  |  | Circleville | NY | 10919 | 41.526 | -74.3876 | 0 | 0 | 5 | 0 | 0 | 0 | 0 | 0 | 0 | 0 | 0 | 0 | FALSE | KSWF | 2019-04-04 19:09 | 1 |  |  | Residential | Single-family detached |  |  | Orange and Rockland Utilities |  | G - Hudson Valley
924 | Home B in zip code 10990 |  |  | Warwick | NY | 10990 | 41.2674 | -74.364 | 0 | 0 | 10 | 0 | 0 | 0 | 0 | 0 | 0 | 0 | 0 | 0 | FALSE | KSWF | 2019-04-04 19:09 | 1 |  |  | Residential | Single-family detached |  |  | Orange and Rockland Utilities |  | G - Hudson Valley
925 | Home D in zip code 10940 |  |  | Middletown | NY | 10940 | 41.4465 | -74.4787 | 0 | 0 | 5 | 0 | 0 | 0 | 0 | 0 | 0 | 0 | 0 | 0 | FALSE | KSWF | 2019-04-04 19:09 | 1 |  |  | Residential | Single-family detached |  |  | Orange and Rockland Utilities |  | G - Hudson Valley
926 | Home C in zip code 12571 |  |  | Milan | NY | 12571 | 42.0031 | -73.8098 | 0 | 0 | 5 | 0 | 0 | 0 | 0 | 0 | 0 | 0 | 0 | 0 | FALSE | KSWF | 2019-04-08 13:38 | 1 |  |  | Residential | Single-family detached |  |  | Central Hudson Gas and Electric |  | G - Hudson Valley
927 | Home D in zip code 12553 |  |  | New Windsor | NY | 12553 | 41.4557 | -74.0749 | 0 | 0 | 5 | 13.5 | 0 | 0 | 0 | 0 | 0 | 0 | 0 | 0 | FALSE | KSWF | 2019-03-14 12:32 | 1 |  |  | Residential | Single-family detached |  |  | Central Hudson Gas and Electric |  | G - Hudson Valley
928 | Home A in zip code 12498 |  |  | Woodstock | NY | 12498 | 42.0457 | -74.1096 | 0 | 0 | 5 | 13.5 | 0 | 0 | 0 | 0 | 0 | 0 | 0 | 0 | FALSE | KSWF | 2019-03-18 14:12 | 1 |  |  | Residential | Single-family detached |  |  | Central Hudson Gas and Electric |  | G - Hudson Valley
929 | Home A in zip code 12578 |  |  | Salt Point | NY | 12578 | 41.8091 | -73.7959 | 0 | 0 | 5 | 13.5 | 0 | 0 | 0 | 0 | 0 | 0 | 0 | 0 | FALSE | KSWF | 2019-03-18 14:10 | 1 |  |  | Residential | Single-family detached |  |  | Central Hudson Gas and Electric |  | G - Hudson Valley
930 | Guilderland Central School District | 4157 Becker Road |  | Altamont | NY | 12009 | 42.7229 | -74.0045 | 3044.52 | 0 | 0 | 0 | 0 | 0 | 0 | 0 | 0 | 0 | 0 | 0 | FALSE | KALB | 2019-03-08 13:23 | 1 |  |  | Offsite Resource | Solar Farm |  |  | National Grid - Upstate NY (Niagara Mohawk) |  | F - Capital
931 | Seneca Solar Farm - Route 14A | 4380 Route 14A |  | Geneva | NY | 14456 | 42.8151 | -77.0482 | 5205.6 | 0 | 0 | 0 | 0 | 0 | 0 | 0 | 0 | 0 | 0 | 0 | FALSE | KITH | 2019-03-08 14:12 | 1 |  |  | Offsite Resource | Solar Farm |  |  | New York State Electric and Gas |  | C - Central
932 | Bouck Pool Building - SUNY Cobleskill | 107 Schenectady Avenue |  | Cobleskill | NY | 12043 | 42.6724 | -74.4986 | 130 | 840 | 0 | 0 | 0 | 0 | 0 | 0 | 0 | 0 | 0 | 0 | FALSE | KALB | 2019-03-14 14:44 | 1 |  | https://www.cobleskill.edu/ | Education | College or University |  |  | National Grid - Upstate NY (Niagara Mohawk) | New York State Electric and Gas | E - Mohawk Valley
933 | Goya Foods, Inc | 275 South Main Street |  | Angola | NY | 14006 | 42.6287 | -79.031 | 1341.9 | 0 | 0 | 0 | 0 | 0 | 0 | 0 | 0 | 0 | 0 | 0 | FALSE | KBUF | 2019-03-15 18:52 | 1 |  |  | Manufacturing | Food |  |  | National Grid - Upstate NY (Niagara Mohawk) |  | A - West
934 | Home A in zip code 11791 |  |  | Syosset | NY | 11791 | 40.8283 | -73.5059 | 0 | 0 | 10 | 0 | 0 | 0 | 0 | 0 | 0 | 0 | 0 | 0 | FALSE | K | 2019-04-04 19:09 | 1 |  |  | Residential | Single-family detached |  |  | Long Island Power Authority (PSEG-LI) |  | K - Long Island
935 | Home A in zip code 11738 |  |  | Farmingville | NY | 11738 | 40.8382 | -73.0382 | 0 | 0 | 5 | 0 | 0 | 0 | 0 | 0 | 0 | 0 | 0 | 0 | FALSE | K | 2019-04-04 19:10 | 1 |  |  | Residential | Single-family detached |  |  | Long Island Power Authority (PSEG-LI) |  | K - Long Island
936 | Home A in zip code 12446 |  |  | Kerhonkson | NY | 12446 | 41.8096 | -74.3264 | 0 | 0 | 5 | 0 | 0 | 0 | 0 | 0 | 0 | 0 | 0 | 0 | FALSE | K | 2019-04-04 19:10 | 1 |  |  | Residential | Single-family detached |  |  | Central Hudson Gas and Electric |  | G - Hudson Valley
937 | Home B in zip code 10994 |  |  | West Nyack | NY | 10994 | 41.0981 | -73.9726 | 0 | 0 | 5 | 0 | 0 | 0 | 0 | 0 | 0 | 0 | 0 | 0 | FALSE | K | 2019-04-04 19:10 | 1 |  |  | Residential | Single-family detached |  |  | Orange and Rockland Utilities |  | G - Hudson Valley
938 | Con Edison BQDM Utility Sided Solution |  |  | Ozone Park | NY | 11416 | 40.6846 | -73.8496 | 0 | 0 | 2000 | 0 | 0 | 0 | 0 | 0 | 0 | 0 | 0 | 0 | FALSE | K | 2019-04-04 19:10 | 1 |  |  | Offsite Resource | Utility Support |  |  | Consolidated Edison |  | J - New York City
939 | Home A in zip code 10984 |  |  | Thiells | NY | 10984 | 41.2031 | -74.0222 | 0 | 0 | 5 | 0 | 0 | 0 | 0 | 0 | 0 | 0 | 0 | 0 | FALSE | K | 2019-04-04 19:10 | 1 |  |  | Residential | Single-family detached |  |  | Orange and Rockland Utilities |  | G - Hudson Valley
940 | NYSEG DSIP - Distribution Circuit Deployed Battery Storage System Pilot Project |  |  | Ithaca | NY | 14850 | 42.4322 | -76.497 | 0 | 0 | 477 | 0 | 0 | 0 | 0 | 0 | 0 | 0 | 0 | 0 | FALSE | K | 2019-04-04 19:10 | 1 |  |  | Offsite Resource | Utility Support |  |  | New York State Electric and Gas |  | B - Genessee
941 | NYSEG DSIP - Aggregated BTM 1 |  |  | Ithaca | NY | 14850 | 42.4322 | -76.497 | 0 | 0 | 159 | 0 | 0 | 0 | 0 | 0 | 0 | 0 | 0 | 0 | FALSE | K | 2019-04-04 19:10 | 1 |  |  | Office |  |  |  | New York State Electric and Gas |  | B - Genessee
942 | NYSEG DSIP - Aggregated BTM 2 |  |  | Ithaca | NY | 14850 | 42.4322 | -76.497 | 0 | 0 | 159 | 0 | 0 | 0 | 0 | 0 | 0 | 0 | 0 | 0 | FALSE | K | 2019-04-04 19:11 | 1 |  |  | Education | College or University |  |  | New York State Electric and Gas |  | B - Genessee
943 | RG&E Operations Center | 1300 Scottsville Rd |  | Rochester | NY | 14624 | 43.1137 | -77.664 | 0 | 0 | 150 | 0 | 0 | 0 | 0 | 0 | 0 | 0 | 0 | 0 | FALSE | K | 2019-04-04 19:11 | 1 |  |  | Office |  |  |  | Rochester Gas and Electric |  | B - Genessee
944 | RG&E Substation |  |  | Rochester | NY | 14425 | 42.9915 | -77.338 | 0 | 0 | 1900 | 0 | 0 | 0 | 0 | 0 | 0 | 0 | 0 | 0 | FALSE | K | 2019-04-04 19:11 | 1 |  |  | Offsite Resource | Utility Support |  |  | Rochester Gas and Electric |  | B - Genessee
945 | Jefferson Towers Apartments | 700 Columbus Ave |  | New York | NY | 10025 | 40.792 | -73.9708 | 100 | 613 | 0 | 0 | 0 | 0 | 0 | 0 | 0 | 0 | 0 | 0 | FALSE | KLGA | 2019-04-01 19:19 | 1 |  | https://jeffersontowers.com/ | Residential | Multifamily |  |  | Consolidated Edison | Consolidated Edison | J - New York City

## Systems
System ID | Facility ID | Facility Name | System Name | System Rated Electric Generation (kW) | System Rated Heat Generation (MBtu/h) | System Rated Electrical Discharge Capacity (kW) | System Rated Electrical Storage Capacity (kWh) | System Rated Cooling Energy Discharge Capacity (ton) | System Equivalent Electrical Discharge Capacity from Cooling Sources (kW) | System Rated Cooling Energy Storage Capacity (ton-hour) | System Equivalent Electrical Storage Capacity from Cooling Sources (kWh) | System Rated Thermal Energy Discharge Capacity (MBtu/h) | System Equivalent Electrical Discharge Capacity from Thermal Sources (kW) | System Rated Thermal Energy Storage Capacity (MBtu) | System Equivalent Electrical Storage Capacity from Thermal Sources (kWh) | Installed Projects | Installed Resources
1 | 170 | Waldbaum's Supermarket |  | 60 | 0 | 0 | 0 | 0 | 0 | 0 | 0 | 0 | 0 | 0 | 0 | 1 | 1
2 | 181 | Arrow Linen |  | 300 | 0 | 0 | 0 | 0 | 0 | 0 | 0 | 0 | 0 | 0 | 0 | 1 | 1
3 | 209 | Modern Landfill |  | 5600 | 0 | 0 | 0 | 0 | 0 | 0 | 0 | 0 | 0 | 0 | 0 | 1 | 1
4 | 231 | Oakwood Health Care Center |  | 600 | 0 | 0 | 0 | 0 | 0 | 0 | 0 | 0 | 0 | 0 | 0 | 1 | 1
5 | 242 | Wyoming County Community Hospital |  | 560 | 0 | 0 | 0 | 0 | 0 | 0 | 0 | 0 | 0 | 0 | 0 | 1 | 1
6 | 263 | Porter Center Rd. |  | 5 | 0 | 0 | 0 | 0 | 0 | 0 | 0 | 0 | 0 | 0 | 0 | 1 | 1
7 | 273 | Floyd Bennett Field |  | 120 | 0 | 0 | 0 | 0 | 0 | 0 | 0 | 0 | 0 | 0 | 0 | 1 | 1
8 | 192 | The Park Ten |  | 70 | 0 | 0 | 0 | 0 | 0 | 0 | 0 | 0 | 0 | 0 | 0 | 1 | 1
9 | 316 | Tudor Gardens |  | 150 | 0 | 0 | 0 | 0 | 0 | 0 | 0 | 0 | 0 | 0 | 0 | 1 | 1
10 | 435 | Sheraton New York Hotel and Tower |  | 250 | 0 | 0 | 0 | 0 | 0 | 0 | 0 | 0 | 0 | 0 | 0 | 1 | 1
11 | 284 | VIP Country Club |  | 180 | 0 | 0 | 0 | 0 | 0 | 0 | 0 | 0 | 0 | 0 | 0 | 1 | 1
12 | 445 | Patterson Farms |  | 180 | 0 | 0 | 0 | 0 | 0 | 0 | 0 | 0 | 0 | 0 | 0 | 1 | 2
15 | 434 | Hudson Valley Community College |  | 7845 | 0 | 0 | 0 | 0 | 0 | 0 | 0 | 0 | 0 | 0 | 0 | 1 | 4
16 | 438 | SUNY Buffalo |  | 120 | 0 | 0 | 0 | 0 | 0 | 0 | 0 | 0 | 0 | 0 | 0 | 1 | 1
17 | 11 | Emerling Farm |  | 200 | 0 | 0 | 0 | 0 | 0 | 0 | 0 | 0 | 0 | 0 | 0 | 1 | 2
18 | 446 | Sunny Knoll Farm |  | 230 | 0 | 0 | 0 | 0 | 0 | 0 | 0 | 0 | 0 | 0 | 0 | 1 | 2
19 | 346 | Sea Rise 1 |  | 120 | 980 | 0 | 0 | 0 | 0 | 0 | 0 | 0 | 0 | 0 | 0 | 1 | 1
21 | 305 | Hazel Towers |  | 120 | 0 | 0 | 0 | 0 | 0 | 0 | 0 | 0 | 0 | 0 | 0 | 1 | 1
23 | 198 | A.A. Dairy |  | 130 | 0 | 0 | 0 | 0 | 0 | 0 | 0 | 0 | 0 | 0 | 0 | 1 | 1
25 | 441 | Rochester International Airport |  | 1500 | 0 | 0 | 0 | 0 | 0 | 0 | 0 | 0 | 0 | 0 | 0 | 1 | 1
28 | 442 | Corning Glass Works Building |  | 1600 | 0 | 0 | 0 | 0 | 0 | 0 | 0 | 0 | 0 | 0 | 0 | 1 | 1
29 | 439 | Fonda Fultonville CSD |  | 1336 | 0 | 0 | 0 | 0 | 0 | 0 | 0 | 0 | 0 | 0 | 0 | 1 | 1
30 | 456 | Shoprite Supermarket |  | 140 | 0 | 0 | 0 | 0 | 0 | 0 | 0 | 0 | 0 | 0 | 0 | 1 | 1
32 | 444 | Sheland Farms |  | 100 | 0 | 0 | 0 | 0 | 0 | 0 | 0 | 0 | 0 | 0 | 0 | 1 | 2
33 | 23 | River Point Towers |  | 300 | 0 | 0 | 0 | 0 | 0 | 0 | 0 | 0 | 0 | 0 | 0 | 1 | 1
34 | 24 | Burke Rehabilitation Hospital |  | 600 | 0 | 0 | 0 | 0 | 0 | 0 | 0 | 0 | 0 | 0 | 0 | 1 | 1
35 | 25 | East Rochester School District |  | 200 | 0 | 0 | 0 | 0 | 0 | 0 | 0 | 0 | 0 | 0 | 0 | 1 | 1
37 | 26 | 110 E 59th Street |  | 800 | 0 | 0 | 0 | 0 | 0 | 0 | 0 | 0 | 0 | 0 | 0 | 1 | 1
38 | 27 | Metropolitan Syracuse WWTP |  | 380 | 0 | 0 | 0 | 0 | 0 | 0 | 0 | 0 | 0 | 0 | 0 | 1 | 1
45 | 5 | Aurora Ridge Dairy |  | 600 | 0 | 0 | 0 | 0 | 0 | 0 | 0 | 0 | 0 | 0 | 0 | 1 | 2
46 | 32 | Lewiston Water Pollution Control Center |  | 30 | 0 | 0 | 0 | 0 | 0 | 0 | 0 | 0 | 0 | 0 | 0 | 1 | 1
47 | 33 | Lamb Farms |  | 450 | 0 | 0 | 0 | 0 | 0 | 0 | 0 | 0 | 0 | 0 | 0 | 1 | 2
49 | 35 | Sea Park East |  | 150 | 0 | 0 | 0 | 0 | 0 | 0 | 0 | 0 | 0 | 0 | 0 | 1 | 1
50 | 36 | Clarkson University |  | 195 | 0 | 0 | 0 | 0 | 0 | 0 | 0 | 0 | 0 | 0 | 0 | 1 | 1
53 | 37 | 666 5th Ave |  | 1000 | 0 | 0 | 0 | 0 | 0 | 0 | 0 | 0 | 0 | 0 | 0 | 1 | 1
54 | 39 | Sunnyside Farms |  | 500 | 0 | 0 | 0 | 0 | 0 | 0 | 0 | 0 | 0 | 0 | 0 | 1 | 1
56 | 41 | Swiss Valley Farms |  | 300 | 0 | 0 | 0 | 0 | 0 | 0 | 0 | 0 | 0 | 0 | 0 | 1 | 2
57 | 40 | Boxler Dairy Farm |  | 500 | 0 | 0 | 0 | 0 | 0 | 0 | 0 | 0 | 0 | 0 | 0 | 1 | 2
58 | 43 | Toren Condominiums |  | 500 | 0 | 0 | 0 | 0 | 0 | 0 | 0 | 0 | 0 | 0 | 0 | 1 | 1
59 | 42 | Zuber Farms |  | 380 | 0 | 0 | 0 | 0 | 0 | 0 | 0 | 0 | 0 | 0 | 0 | 1 | 1
60 | 44 | Coop City - Riverbay Corp. |  | 37500 | 0 | 0 | 0 | 0 | 0 | 0 | 0 | 0 | 0 | 0 | 0 | 1 | 1
61 | 45 | Vassar College |  | 500 | 0 | 0 | 0 | 0 | 0 | 0 | 0 | 0 | 0 | 0 | 0 | 1 | 1
62 | 46 | Price Chopper - Albany |  | 400 | 0 | 0 | 0 | 0 | 0 | 0 | 0 | 0 | 0 | 0 | 0 | 1 | 1
63 | 47 | NYC Marriott Downtown |  | 650 | 0 | 0 | 0 | 0 | 0 | 0 | 0 | 0 | 0 | 0 | 0 | 1 | 1
65 | 50 | Trump Tower at City Center |  | 150 | 1046 | 0 | 0 | 0 | 0 | 0 | 0 | 0 | 0 | 0 | 0 | 1 | 1
66 | 51 | Golub Headquarters Office Building |  | 195 | 0 | 0 | 0 | 0 | 0 | 0 | 0 | 0 | 0 | 0 | 0 | 1 | 1
67 | 52 | Coca Cola Bottling |  | 800 | 0 | 0 | 0 | 0 | 0 | 0 | 0 | 0 | 0 | 0 | 0 | 1 | 1
68 | 53 | Sabic Innovative Plastics |  | 1275 | 0 | 0 | 0 | 0 | 0 | 0 | 0 | 0 | 0 | 0 | 0 | 1 | 1
69 | 56 | Wagner Farms |  | 100 | 0 | 0 | 0 | 0 | 0 | 0 | 0 | 0 | 0 | 0 | 0 | 1 | 1
70 | 57 | One Penn Plaza |  | 6165 | 0 | 0 | 0 | 0 | 0 | 0 | 0 | 0 | 0 | 0 | 0 | 1 | 1
71 | 58 | Ultra-Flex |  | 925 | 3900 | 0 | 0 | 0 | 0 | 0 | 0 | 0 | 0 | 0 | 0 | 2 | 3
72 | 49 | Roach Dairy Farm |  | 450 | 0 | 0 | 0 | 0 | 0 | 0 | 0 | 0 | 0 | 0 | 0 | 1 | 1
73 | 59 | Cornell University |  | 30000 | 0 | 0 | 0 | 0 | 0 | 0 | 0 | 0 | 0 | 0 | 0 | 1 | 1
74 | 60 | Octagon |  | 400 | 0 | 0 | 0 | 0 | 0 | 0 | 0 | 0 | 0 | 0 | 0 | 1 | 1
75 | 61 | Price Chopper - Glenville |  | 200 | 0 | 0 | 0 | 0 | 0 | 0 | 0 | 0 | 0 | 0 | 0 | 1 | 1
76 | 62 | Saints Joachim and Anne Nursing and Rehabilitation |  | 300 | 0 | 0 | 0 | 0 | 0 | 0 | 0 | 0 | 0 | 0 | 0 | 1 | 1
77 | 63 | Rome Memorial Hospital |  | 260 | 0 | 0 | 0 | 0 | 0 | 0 | 0 | 0 | 0 | 0 | 0 | 1 | 1
78 | 64 | Burrstone Energy Center |  | 4400 | 0 | 0 | 0 | 0 | 0 | 0 | 0 | 0 | 0 | 0 | 0 | 1 | 1
79 | 65 | Sunrise Bakery |  | 525 | 0 | 0 | 0 | 0 | 0 | 0 | 0 | 0 | 0 | 0 | 0 | 1 | 1
80 | 457 | Allied Frozen Storage |  | 2500 | 0 | 0 | 0 | 0 | 0 | 0 | 0 | 0 | 0 | 0 | 0 | 1 | 1
82 | 68 | Syracuse University Green Data Center |  | 780 | 0 | 0 | 0 | 0 | 0 | 0 | 0 | 0 | 0 | 0 | 0 | 1 | 1
83 | 54 | 800 Sixth Apartments |  | 75 | 523 | 0 | 0 | 0 | 0 | 0 | 0 | 0 | 0 | 0 | 0 | 1 | 1
84 | 55 | Avalon Midtown West |  | 150 | 1046 | 0 | 0 | 0 | 0 | 0 | 0 | 0 | 0 | 0 | 0 | 1 | 1
85 | 69 | Seaside Apartments |  | 100 | 0 | 0 | 0 | 0 | 0 | 0 | 0 | 0 | 0 | 0 | 0 | 1 | 1
86 | 70 | Concord Court Apartments |  | 100 | 0 | 0 | 0 | 0 | 0 | 0 | 0 | 0 | 0 | 0 | 0 | 1 | 1
87 | 71 | Linear Lighting |  | 261.184 | 0 | 0 | 0 | 0 | 0 | 0 | 0 | 0 | 0 | 0 | 0 | 1 | 1
88 | 72 | St Elizabeths CHP Plant |  | 2310 | 0 | 0 | 0 | 0 | 0 | 0 | 0 | 0 | 0 | 0 | 0 | 1 | 1
89 | 73 | Princeton Club |  | 300 | 0 | 0 | 0 | 0 | 0 | 0 | 0 | 0 | 0 | 0 | 0 | 1 | 1
90 | 74 | Jewish Home and Hospital Greenwall Pavilion |  | 300 | 0 | 0 | 0 | 0 | 0 | 0 | 0 | 0 | 0 | 0 | 0 | 1 | 1
91 | 75 | Parker Jewish Institute |  | 300 | 0 | 0 | 0 | 0 | 0 | 0 | 0 | 0 | 0 | 0 | 0 | 1 | 1
92 | 76 | City of Schenectady Water Pollution Control Plant |  | 280 | 0 | 0 | 0 | 0 | 0 | 0 | 0 | 0 | 0 | 0 | 0 | 1 | 1
93 | 77 | Walker Dairy |  | 300 | 0 | 0 | 0 | 0 | 0 | 0 | 0 | 0 | 0 | 0 | 0 | 1 | 2
94 | 78 | Felix Storch |  | 147.84 | 0 | 0 | 0 | 0 | 0 | 0 | 0 | 0 | 0 | 0 | 0 | 1 | 1
95 | 79 | Beth Israel Medical Center |  | 250 | 0 | 0 | 0 | 0 | 0 | 0 | 0 | 0 | 0 | 0 | 0 | 1 | 1
96 | 80 | Synergy Biogas |  | 1426 | 0 | 0 | 0 | 0 | 0 | 0 | 0 | 0 | 0 | 0 | 0 | 1 | 1
98 | 82 | Forest City Enterprises |  | 318.99 | 0 | 0 | 0 | 0 | 0 | 0 | 0 | 0 | 0 | 0 | 0 | 1 | 1
99 | 83 | GAL Manufacturing |  | 237.12 | 0 | 0 | 0 | 0 | 0 | 0 | 0 | 0 | 0 | 0 | 0 | 1 | 1
100 | 84 | Walmart 2104 |  | 439.92 | 0 | 0 | 0 | 0 | 0 | 0 | 0 | 0 | 0 | 0 | 0 | 1 | 1
101 | 85 | Cabrini Terrace |  | 110 | 0 | 0 | 0 | 0 | 0 | 0 | 0 | 0 | 0 | 0 | 0 | 1 | 1
102 | 86 | Willet Dairy |  | 1000 | 0 | 0 | 0 | 0 | 0 | 0 | 0 | 0 | 0 | 0 | 0 | 1 | 1
103 | 87 | Doral Arrowwood Hotel |  | 300 | 0 | 0 | 0 | 0 | 0 | 0 | 0 | 0 | 0 | 0 | 0 | 1 | 1
104 | 88 | Maspeth Solar |  | 282.15 | 0 | 0 | 0 | 0 | 0 | 0 | 0 | 0 | 0 | 0 | 0 | 1 | 1
105 | 89 | 1948 Troutman St. |  | 352.56 | 0 | 0 | 0 | 0 | 0 | 0 | 0 | 0 | 0 | 0 | 0 | 1 | 1
106 | 90 | RiteLite |  | 172 | 0 | 0 | 0 | 0 | 0 | 0 | 0 | 0 | 0 | 0 | 0 | 1 | 1
107 | 91 | Compass Forwarding - Sedgwick LLC |  | 88.944 | 0 | 0 | 0 | 0 | 0 | 0 | 0 | 0 | 0 | 0 | 0 | 1 | 1
108 | 92 | Gardeau Crest Farm |  | 648 | 0 | 0 | 0 | 0 | 0 | 0 | 0 | 0 | 0 | 0 | 0 | 1 | 1
109 | 93 | Stop&Shop Rhinebeck #536 |  | 214.17 | 0 | 0 | 0 | 0 | 0 | 0 | 0 | 0 | 0 | 0 | 0 | 1 | 1
110 | 94 | Kohl's #782 Staten Island |  | 334.125 | 0 | 0 | 0 | 0 | 0 | 0 | 0 | 0 | 0 | 0 | 0 | 1 | 1
111 | 95 | Broadway Stages |  | 282.15 | 0 | 0 | 0 | 0 | 0 | 0 | 0 | 0 | 0 | 0 | 0 | 1 | 1
112 | 96 | Stop&Shop Monroe #523 |  | 243.38 | 0 | 0 | 0 | 0 | 0 | 0 | 0 | 0 | 0 | 0 | 0 | 1 | 1
113 | 97 | Silver Towers - New York |  | 300 | 2100 | 0 | 0 | 0 | 0 | 0 | 0 | 0 | 0 | 0 | 0 | 1 | 1
114 | 98 | Rivington House |  | 240 | 0 | 0 | 0 | 0 | 0 | 0 | 0 | 0 | 0 | 0 | 0 | 1 | 1
115 | 99 | Dykes Lumber |  | 196.35 | 0 | 0 | 0 | 0 | 0 | 0 | 0 | 0 | 0 | 0 | 0 | 1 | 1
116 | 100 | Stop&Shop New City # 596 |  | 162.25 | 0 | 0 | 0 | 0 | 0 | 0 | 0 | 0 | 0 | 0 | 0 | 1 | 1
117 | 101 | Stop&Shop Tarrytown # 599 |  | 178.8 | 0 | 0 | 0 | 0 | 0 | 0 | 0 | 0 | 0 | 0 | 0 | 1 | 1
118 | 102 | East Irondequoit Central School District |  | 325 | 0 | 0 | 0 | 0 | 0 | 0 | 0 | 0 | 0 | 0 | 0 | 1 | 1
119 | 103 | Churchill |  | 150 | 0 | 0 | 0 | 0 | 0 | 0 | 0 | 0 | 0 | 0 | 0 | 1 | 1
120 | 104 | Albany Medical Center |  | 4500 | 0 | 0 | 0 | 0 | 0 | 0 | 0 | 0 | 0 | 0 | 0 | 1 | 1
122 | 106 | Victory Food Service |  | 339.9 | 0 | 0 | 0 | 0 | 0 | 0 | 0 | 0 | 0 | 0 | 0 | 1 | 1
123 | 107 | Stop&Shop Ossining # 2502 |  | 259.6 | 0 | 0 | 0 | 0 | 0 | 0 | 0 | 0 | 0 | 0 | 0 | 1 | 1
124 | 108 | Albany County Sewer District North Plant |  | 925 | 0 | 0 | 0 | 0 | 0 | 0 | 0 | 0 | 0 | 0 | 0 | 1 | 1
125 | 109 | Fountain House |  | 65 | 251 | 0 | 0 | 0 | 0 | 0 | 0 | 0 | 0 | 0 | 0 | 1 | 1
127 | 111 | Big Geyser, Inc. |  | 175.23 | 0 | 0 | 0 | 0 | 0 | 0 | 0 | 0 | 0 | 0 | 0 | 1 | 1
129 | 113 | Don Bosco Community Center Bldg. A |  | 241.345 | 0 | 0 | 0 | 0 | 0 | 0 | 0 | 0 | 0 | 0 | 0 | 1 | 1
130 | 114 | Don Bosco Community Center Bldg. G |  | 82.485 | 0 | 0 | 0 | 0 | 0 | 0 | 0 | 0 | 0 | 0 | 0 | 1 | 1
131 | 115 | Don Bosco Community Center Bldg. H |  | 61.1 | 0 | 0 | 0 | 0 | 0 | 0 | 0 | 0 | 0 | 0 | 0 | 1 | 1
132 | 116 | Bed Bath & Beyond #1015/Christmas Tree Shops #7030 |  | 708.936 | 0 | 0 | 0 | 0 | 0 | 0 | 0 | 0 | 0 | 0 | 0 | 1 | 1
133 | 117 | Sealing Devices |  | 250.92 | 0 | 0 | 0 | 0 | 0 | 0 | 0 | 0 | 0 | 0 | 0 | 1 | 1
134 | 118 | Kohl's #988 Kingston |  | 451.06 | 0 | 0 | 0 | 0 | 0 | 0 | 0 | 0 | 0 | 0 | 0 | 1 | 1
135 | 119 | Kohl's #963 North Amherst |  | 312.62 | 0 | 0 | 0 | 0 | 0 | 0 | 0 | 0 | 0 | 0 | 0 | 1 | 1
136 | 120 | Kohl's #1203 Ithaca |  | 308.28 | 0 | 0 | 0 | 0 | 0 | 0 | 0 | 0 | 0 | 0 | 0 | 1 | 1
137 | 121 | Kohl's #35 Horseheads |  | 270.27 | 0 | 0 | 0 | 0 | 0 | 0 | 0 | 0 | 0 | 0 | 0 | 1 | 1
138 | 122 | Kohl's #770 Greece |  | 330.99 | 0 | 0 | 0 | 0 | 0 | 0 | 0 | 0 | 0 | 0 | 0 | 1 | 1
139 | 123 | Kohl's #1079 Auburn |  | 310.2 | 0 | 0 | 0 | 0 | 0 | 0 | 0 | 0 | 0 | 0 | 0 | 1 | 1
140 | 124 | Watchtower |  | 742.6 | 0 | 0 | 0 | 0 | 0 | 0 | 0 | 0 | 0 | 0 | 0 | 1 | 1
141 | 125 | Chelsea Mercantile |  | 150 | 1046 | 0 | 0 | 0 | 0 | 0 | 0 | 0 | 0 | 0 | 0 | 1 | 1
142 | 126 | Triform Enterprises |  | 192.27 | 0 | 0 | 0 | 0 | 0 | 0 | 0 | 0 | 0 | 0 | 0 | 1 | 1
143 | 127 | Extra Space Storage Brooklyn |  | 126 | 0 | 0 | 0 | 0 | 0 | 0 | 0 | 0 | 0 | 0 | 0 | 1 | 1
145 | 129 | Owens Corning |  | 2700 | 0 | 0 | 0 | 0 | 0 | 0 | 0 | 0 | 0 | 0 | 0 | 1 | 1
147 | 131 | Jetro Cash and Carry |  | 654 | 0 | 0 | 0 | 0 | 0 | 0 | 0 | 0 | 0 | 0 | 0 | 1 | 1
148 | 132 | Stewart's Shop Corporation |  | 591.36 | 0 | 0 | 0 | 0 | 0 | 0 | 0 | 0 | 0 | 0 | 0 | 1 | 1
149 | 133 | Stop&Shop Yonkers #0522 |  | 275.82 | 0 | 0 | 0 | 0 | 0 | 0 | 0 | 0 | 0 | 0 | 0 | 1 | 1
150 | 134 | 2000 Westchester |  | 823.36 | 0 | 0 | 0 | 0 | 0 | 0 | 0 | 0 | 0 | 0 | 0 | 1 | 1
151 | 135 | Architectural Grille |  | 312.62 | 0 | 0 | 0 | 0 | 0 | 0 | 0 | 0 | 0 | 0 | 0 | 1 | 1
152 | 136 | Matt Brewing Company |  | 400 | 0 | 0 | 0 | 0 | 0 | 0 | 0 | 0 | 0 | 0 | 0 | 1 | 1
153 | 137 | Sims Metal Management |  | 591.36 | 0 | 0 | 0 | 0 | 0 | 0 | 0 | 0 | 0 | 0 | 0 | 1 | 1
154 | 139 | Village of Wappingers Falls |  | 239.54 | 0 | 0 | 0 | 0 | 0 | 0 | 0 | 0 | 0 | 0 | 0 | 1 | 1
155 | 140 | Macy's Furniture |  | 385.52 | 0 | 0 | 0 | 0 | 0 | 0 | 0 | 0 | 0 | 0 | 0 | 1 | 1
156 | 141 | Walmart 2405 |  | 494 | 0 | 0 | 0 | 0 | 0 | 0 | 0 | 0 | 0 | 0 | 0 | 1 | 1
157 | 142 | Walmart 2097 |  | 393.12 | 0 | 0 | 0 | 0 | 0 | 0 | 0 | 0 | 0 | 0 | 0 | 1 | 1
158 | 143 | Walmart 6356 |  | 240.24 | 0 | 0 | 0 | 0 | 0 | 0 | 0 | 0 | 0 | 0 | 0 | 1 | 1
159 | 144 | VulCraft of NY |  | 1600 | 0 | 0 | 0 | 0 | 0 | 0 | 0 | 0 | 0 | 0 | 0 | 1 | 1
160 | 145 | Carlisle Construction |  | 953.57 | 0 | 0 | 0 | 0 | 0 | 0 | 0 | 0 | 0 | 0 | 0 | 1 | 1
161 | 146 | Carter, Milchman and Frank, Inc. |  | 96.792 | 0 | 0 | 0 | 0 | 0 | 0 | 0 | 0 | 0 | 0 | 0 | 1 | 1
162 | 147 | Macy's Main |  | 507.52 | 0 | 0 | 0 | 0 | 0 | 0 | 0 | 0 | 0 | 0 | 0 | 1 | 1
163 | 148 | Bard College |  | 280 | 0 | 0 | 0 | 0 | 0 | 0 | 0 | 0 | 0 | 0 | 0 | 1 | 1
164 | 149 | Seneca County Law Enforcement Center |  | 844.8 | 0 | 0 | 0 | 0 | 0 | 0 | 0 | 0 | 0 | 0 | 0 | 1 | 1
165 | 150 | Kohl's #1411 Hudson |  | 299.64 | 0 | 0 | 0 | 0 | 0 | 0 | 0 | 0 | 0 | 0 | 0 | 1 | 1
166 | 151 | Kohl's #1113 Williamsville |  | 336.6 | 0 | 0 | 0 | 0 | 0 | 0 | 0 | 0 | 0 | 0 | 0 | 1 | 1
167 | 152 | Kohl's #1306 Buffalo |  | 364.65 | 0 | 0 | 0 | 0 | 0 | 0 | 0 | 0 | 0 | 0 | 0 | 1 | 1
168 | 153 | Kohl's #1048 Newburgh |  | 283.36 | 0 | 0 | 0 | 0 | 0 | 0 | 0 | 0 | 0 | 0 | 0 | 1 | 1
169 | 155 | Walmart 1781 |  | 539.5 | 0 | 0 | 0 | 0 | 0 | 0 | 0 | 0 | 0 | 0 | 0 | 1 | 1
170 | 105 | Church Street Hilton |  | 500 | 2497.6 | 0 | 0 | 0 | 0 | 0 | 0 | 0 | 0 | 0 | 0 | 1 | 1
171 | 157 | Target Glenville |  | 691.15 | 0 | 0 | 0 | 0 | 0 | 0 | 0 | 0 | 0 | 0 | 0 | 1 | 1
172 | 158 | Mountain Service Distributors |  | 387.5 | 0 | 0 | 0 | 0 | 0 | 0 | 0 | 0 | 0 | 0 | 0 | 1 | 1
173 | 159 | Whole Foods - Brooklyn |  | 306.6 | 0 | 0 | 0 | 0 | 0 | 0 | 0 | 0 | 0 | 0 | 0 | 1 | 1
174 | 160 | Fesko Farm |  | 303.05 | 0 | 0 | 0 | 0 | 0 | 0 | 0 | 0 | 0 | 0 | 0 | 1 | 1
175 | 161 | Marshall Farms Group |  | 650 | 0 | 0 | 0 | 0 | 0 | 0 | 0 | 0 | 0 | 0 | 0 | 1 | 1
176 | 138 | Lotte New York Palace Hotel |  | 780 | 3450 | 0 | 0 | 0 | 0 | 0 | 0 | 0 | 0 | 0 | 0 | 1 | 1
177 | 162 | Greenwood Dairy |  | 484 | 0 | 0 | 0 | 0 | 0 | 0 | 0 | 0 | 0 | 0 | 0 | 1 | 1
178 | 163 | Target Williamsville |  | 390 | 0 | 0 | 0 | 0 | 0 | 0 | 0 | 0 | 0 | 0 | 0 | 1 | 1
179 | 164 | King Zak Industries |  | 325.3 | 0 | 0 | 0 | 0 | 0 | 0 | 0 | 0 | 0 | 0 | 0 | 1 | 1
180 | 165 | Nice-Pak Products, Inc |  | 854.75 | 0 | 0 | 0 | 0 | 0 | 0 | 0 | 0 | 0 | 0 | 0 | 1 | 1
181 | 166 | Manheim Remarketing Inc. - Newburgh #1 |  | 117 | 0 | 0 | 0 | 0 | 0 | 0 | 0 | 0 | 0 | 0 | 0 | 1 | 1
182 | 167 | Manheim Remarketing, Inc. - Clifton Park |  | 110.5 | 0 | 0 | 0 | 0 | 0 | 0 | 0 | 0 | 0 | 0 | 0 | 1 | 1
183 | 168 | Stop&Shop White Plains #0501 |  | 250.8 | 0 | 0 | 0 | 0 | 0 | 0 | 0 | 0 | 0 | 0 | 0 | 1 | 1
184 | 169 | Sunlight Clinton Realty |  | 220 | 0 | 0 | 0 | 0 | 0 | 0 | 0 | 0 | 0 | 0 | 0 | 1 | 1
185 | 172 | Quality Braid |  | 240.9 | 0 | 0 | 0 | 0 | 0 | 0 | 0 | 0 | 0 | 0 | 0 | 1 | 1
186 | 173 | PriceMaster |  | 402.6 | 0 | 0 | 0 | 0 | 0 | 0 | 0 | 0 | 0 | 0 | 0 | 1 | 1
187 | 171 | Lawnhurst Farms |  | 541 | 0 | 0 | 0 | 0 | 0 | 0 | 0 | 0 | 0 | 0 | 0 | 1 | 2
188 | 174 | Bloomingdales |  | 399.6 | 0 | 0 | 0 | 0 | 0 | 0 | 0 | 0 | 0 | 0 | 0 | 1 | 1
189 | 175 | Manheim Remarketing Inc. - Newburgh #2 |  | 747.5 | 0 | 0 | 0 | 0 | 0 | 0 | 0 | 0 | 0 | 0 | 0 | 1 | 1
190 | 176 | Verizon - Clinton Ave |  | 400 | 0 | 0 | 0 | 0 | 0 | 0 | 0 | 0 | 0 | 0 | 0 | 1 | 1
191 | 177 | Verizon - Forest Ave |  | 400 | 0 | 0 | 0 | 0 | 0 | 0 | 0 | 0 | 0 | 0 | 0 | 1 | 1
192 | 178 | Verizon - Jamaica |  | 800 | 0 | 0 | 0 | 0 | 0 | 0 | 0 | 0 | 0 | 0 | 0 | 1 | 1
193 | 179 | Verizon - Meserole St |  | 800 | 0 | 0 | 0 | 0 | 0 | 0 | 0 | 0 | 0 | 0 | 0 | 1 | 1
194 | 180 | Verizon - Rockaway Ave |  | 400 | 0 | 0 | 0 | 0 | 0 | 0 | 0 | 0 | 0 | 0 | 0 | 1 | 1
195 | 182 | Ovation In-Store |  | 300 | 0 | 0 | 0 | 0 | 0 | 0 | 0 | 0 | 0 | 0 | 0 | 1 | 1
196 | 183 | LADS Avenue Associates, LLC |  | 341.33 | 0 | 0 | 0 | 0 | 0 | 0 | 0 | 0 | 0 | 0 | 0 | 1 | 1
197 | 184 | Urban Horizons Building |  | 65 | 408 | 0 | 0 | 0 | 0 | 0 | 0 | 0 | 0 | 0 | 0 | 1 | 1
198 | 185 | Wegmans Markets Office Building |  | 536.25 | 0 | 0 | 0 | 0 | 0 | 0 | 0 | 0 | 0 | 0 | 0 | 1 | 1
199 | 186 | Manhattan Beer Distributor |  | 1059.3 | 0 | 0 | 0 | 0 | 0 | 0 | 0 | 0 | 0 | 0 | 0 | 1 | 1
200 | 187 | Extra Space Storage Bronx |  | 189 | 0 | 0 | 0 | 0 | 0 | 0 | 0 | 0 | 0 | 0 | 0 | 1 | 1
201 | 188 | Cinemark Site #202 |  | 312.13 | 0 | 0 | 0 | 0 | 0 | 0 | 0 | 0 | 0 | 0 | 0 | 1 | 1
202 | 189 | Skidmore College |  | 2085 | 0 | 0 | 0 | 0 | 0 | 0 | 0 | 0 | 0 | 0 | 0 | 1 | 1
203 | 190 | Cornell Snyder Road Solar Farm |  | 2067.29 | 0 | 0 | 0 | 0 | 0 | 0 | 0 | 0 | 0 | 0 | 0 | 1 | 1
204 | 191 | Anheuser Busch - Bronx |  | 711.37 | 0 | 0 | 0 | 0 | 0 | 0 | 0 | 0 | 0 | 0 | 0 | 1 | 1
205 | 193 | Spruce Haven |  | 520 | 0 | 0 | 0 | 0 | 0 | 0 | 0 | 0 | 0 | 0 | 0 | 1 | 2
206 | 194 | Clarkson Solar |  | 2311.2 | 0 | 0 | 0 | 0 | 0 | 0 | 0 | 0 | 0 | 0 | 0 | 1 | 1
207 | 195 | Bausch & Lomb |  | 1100.1 | 0 | 0 | 0 | 0 | 0 | 0 | 0 | 0 | 0 | 0 | 0 | 1 | 1
209 | 197 | Fed Ex Ground |  | 583 | 0 | 0 | 0 | 0 | 0 | 0 | 0 | 0 | 0 | 0 | 0 | 1 | 1
210 | 199 | Macy's Albany |  | 744.345 | 0 | 0 | 0 | 0 | 0 | 0 | 0 | 0 | 0 | 0 | 0 | 1 | 1
211 | 200 | Macy's Cheektowaga |  | 385.56 | 0 | 0 | 0 | 0 | 0 | 0 | 0 | 0 | 0 | 0 | 0 | 1 | 1
212 | 201 | Macy's McKinley |  | 492.66 | 0 | 0 | 0 | 0 | 0 | 0 | 0 | 0 | 0 | 0 | 0 | 1 | 1
213 | 202 | Macy's Middletown |  | 524.79 | 0 | 0 | 0 | 0 | 0 | 0 | 0 | 0 | 0 | 0 | 0 | 1 | 1
214 | 203 | Macy's Poughkeepsie |  | 455.175 | 0 | 0 | 0 | 0 | 0 | 0 | 0 | 0 | 0 | 0 | 0 | 1 | 1
215 | 207 | Town of Williamson Landfill Solar Project |  | 1506.7 | 0 | 0 | 0 | 0 | 0 | 0 | 0 | 0 | 0 | 0 | 0 | 1 | 1
216 | 240 | LOFT - Market St |  | 68 | 0 | 0 | 0 | 0 | 0 | 0 | 0 | 0 | 0 | 0 | 0 | 1 | 1
217 | 241 | FNY Partners - 193 Market St |  | 123 | 0 | 0 | 0 | 0 | 0 | 0 | 0 | 0 | 0 | 0 | 0 | 1 | 1
218 | 243 | FNY Partners - 74 Market St |  | 99 | 0 | 0 | 0 | 0 | 0 | 0 | 0 | 0 | 0 | 0 | 0 | 1 | 1
219 | 244 | 22 Market Street |  | 225 | 0 | 0 | 0 | 0 | 0 | 0 | 0 | 0 | 0 | 0 | 0 | 1 | 1
220 | 205 | Morgan Stanley - Purchase |  | 262.5 | 0 | 0 | 0 | 0 | 1586.5 | 9000 | 9519 | 0 | 0 | 0 | 0 | 2 | 2
221 | 212 | St Joseph's Hospital |  | 4600 | 76911 | 0 | 0 | 0 | 0 | 0 | 0 | 0 | 0 | 0 | 0 | 1 | 1
222 | 208 | 8 Rewe St LLC - Marjam |  | 99 | 0 | 0 | 0 | 0 | 0 | 0 | 0 | 0 | 0 | 0 | 0 | 1 | 1
223 | 210 | 16 Rewe St LLC - Marjam |  | 125.4 | 0 | 0 | 0 | 0 | 0 | 0 | 0 | 0 | 0 | 0 | 0 | 1 | 1
224 | 211 | A&I Realty Corp - Marjam |  | 115.5 | 0 | 0 | 0 | 0 | 0 | 0 | 0 | 0 | 0 | 0 | 0 | 1 | 1
226 | 581 | Terrace Gardens 2 |  | 100 | 700 | 0 | 0 | 0 | 0 | 0 | 0 | 0 | 0 | 0 | 0 | 1 | 1
227 | 215 | Birchwood Towers - The Toledo |  | 75 | 523 | 0 | 0 | 0 | 0 | 0 | 0 | 0 | 0 | 0 | 0 | 1 | 1
228 | 217 | YKY Ossining |  | 383.47 | 0 | 0 | 0 | 0 | 0 | 0 | 0 | 0 | 0 | 0 | 0 | 1 | 1
232 | 223 | Diamond Saw Mill |  | 128.52 | 0 | 0 | 0 | 0 | 0 | 0 | 0 | 0 | 0 | 0 | 0 | 1 | 1
233 | 224 | Diamond Virginia: 75 Virginia |  | 248.625 | 0 | 0 | 0 | 0 | 0 | 0 | 0 | 0 | 0 | 0 | 0 | 1 | 1
234 | 225 | Pearlgreen |  | 416.1 | 0 | 0 | 0 | 0 | 0 | 0 | 0 | 0 | 0 | 0 | 0 | 1 | 1
235 | 227 | Clarkstown Landfill |  | 2316.78 | 0 | 0 | 0 | 0 | 0 | 0 | 0 | 0 | 0 | 0 | 0 | 1 | 1
236 | 228 | Tuck It Away 136 |  | 375.76 | 0 | 0 | 0 | 0 | 0 | 0 | 0 | 0 | 0 | 0 | 0 | 1 | 1
237 | 204 | Carl Zeiss |  | 530.07 | 0 | 0 | 0 | 0 | 0 | 0 | 0 | 0 | 0 | 0 | 0 | 1 | 1
238 | 229 | PatterSUN Landfill |  | 942.4 | 0 | 0 | 0 | 0 | 0 | 0 | 0 | 0 | 0 | 0 | 0 | 1 | 1
239 | 230 | Extra Space Storage Mt. Vernon #1 - 30 N West |  | 79.56 | 0 | 0 | 0 | 0 | 0 | 0 | 0 | 0 | 0 | 0 | 0 | 1 | 1
240 | 232 | Macy's Eastview |  | 487.31 | 0 | 0 | 0 | 0 | 0 | 0 | 0 | 0 | 0 | 0 | 0 | 1 | 1
241 | 233 | American Specialties |  | 783.125 | 0 | 0 | 0 | 0 | 0 | 0 | 0 | 0 | 0 | 0 | 0 | 1 | 1
242 | 235 | Birchwood Towers - The Kyoto |  | 75 | 523 | 0 | 0 | 0 | 0 | 0 | 0 | 0 | 0 | 0 | 0 | 1 | 1
243 | 234 | Extra Space Storage Mt. Vernon #2 - Macquesten |  | 106.08 | 0 | 0 | 0 | 0 | 0 | 0 | 0 | 0 | 0 | 0 | 0 | 1 | 1
244 | 236 | Church at the Gateway |  | 386.1 | 0 | 0 | 0 | 0 | 0 | 0 | 0 | 0 | 0 | 0 | 0 | 1 | 1
245 | 237 | DHL |  | 800 | 4050 | 0 | 0 | 0 | 0 | 0 | 0 | 0 | 0 | 0 | 0 | 1 | 1
246 | 238 | Brevoort East |  | 300 | 2100 | 0 | 0 | 0 | 0 | 0 | 0 | 0 | 0 | 0 | 0 | 1 | 1
247 | 239 | Houghton College |  | 2613 | 0 | 0 | 0 | 0 | 0 | 0 | 0 | 0 | 0 | 0 | 0 | 1 | 1
248 | 245 | Bates Troy Healthcare Linen Services |  | 400 | 0 | 0 | 0 | 0 | 0 | 0 | 0 | 0 | 0 | 0 | 0 | 1 | 1
249 | 246 | SUNY Cortland College |  | 1063.18 | 0 | 0 | 0 | 0 | 0 | 0 | 0 | 0 | 0 | 0 | 0 | 1 | 1
250 | 247 | Millbrook School |  | 1730.14 | 0 | 0 | 0 | 0 | 0 | 0 | 0 | 0 | 0 | 0 | 0 | 1 | 1
251 | 248 | FXG #100 (FedEx Ground Packing System, Inc.) |  | 486.78 | 0 | 0 | 0 | 0 | 0 | 0 | 0 | 0 | 0 | 0 | 0 | 1 | 1
252 | 582 | The Bay Club: Tower 2 |  | 300 | 2092 | 0 | 0 | 0 | 0 | 0 | 0 | 0 | 0 | 0 | 0 | 1 | 1
259 | 257 | Mt. Kisco |  | 89.25 | 0 | 0 | 0 | 0 | 0 | 0 | 0 | 0 | 0 | 0 | 0 | 1 | 1
260 | 258 | Cummins Jamestown Engine Plant |  | 2002 | 0 | 0 | 0 | 0 | 0 | 0 | 0 | 0 | 0 | 0 | 0 | 1 | 1
261 | 259 | Roosevelt Landings |  | 300 | 2100 | 0 | 0 | 0 | 0 | 0 | 0 | 0 | 0 | 0 | 0 | 1 | 1
262 | 260 | Sullivan Community College |  | 2152.08 | 0 | 0 | 0 | 0 | 0 | 0 | 0 | 0 | 0 | 0 | 0 | 1 | 1
263 | 261 | Staten Island Ferry Maintenance Building |  | 221 | 0 | 0 | 0 | 0 | 0 | 0 | 0 | 0 | 0 | 0 | 0 | 1 | 1
264 | 262 | Tompkins Cortland Community College |  | 2602.8 | 0 | 0 | 0 | 0 | 0 | 0 | 0 | 0 | 0 | 0 | 0 | 1 | 1
265 | 264 | Rochester Institute of Technology (RIT) | Rochester Institute of Technology (RIT) | 1994.85 | 0 | 0 | 0 | 0 | 0 | 0 | 0 | 0 | 0 | 0 | 0 | 1 | 1
266 | 265 | Onondaga County - Oak Orchard Lagoons |  | 355.63 | 0 | 0 | 0 | 0 | 0 | 0 | 0 | 0 | 0 | 0 | 0 | 1 | 1
267 | 267 | Diamond-Broadway-0051 |  | 129.285 | 0 | 0 | 0 | 0 | 0 | 0 | 0 | 0 | 0 | 0 | 0 | 1 | 1
268 | 268 | The Strand Condominium |  | 100 | 700 | 0 | 0 | 0 | 0 | 0 | 0 | 0 | 0 | 0 | 0 | 1 | 1
269 | 269 | Ithaca WWTP |  | 260 | 1000 | 0 | 0 | 0 | 0 | 0 | 0 | 0 | 0 | 0 | 0 | 1 | 1
270 | 270 | Extra Space Storage Central Valley |  | 530.92 | 0 | 0 | 0 | 0 | 0 | 0 | 0 | 0 | 0 | 0 | 0 | 1 | 1
271 | 271 | Presidents Container Group Solar Project |  | 2092 | 0 | 0 | 0 | 0 | 0 | 0 | 0 | 0 | 0 | 0 | 0 | 1 | 1
272 | 272 | One Lincoln Plaza |  | 225 | 1569 | 0 | 0 | 0 | 0 | 0 | 0 | 0 | 0 | 0 | 0 | 1 | 1
273 | 274 | Zwilling J A Henckels |  | 848.64 | 0 | 0 | 0 | 0 | 0 | 0 | 0 | 0 | 0 | 0 | 0 | 1 | 1
274 | 275 | 2 Tudor City Place |  | 150 | 980 | 0 | 0 | 0 | 0 | 0 | 0 | 0 | 0 | 0 | 0 | 1 | 1
275 | 266 | Madison House |  | 75 | 523 | 0 | 0 | 0 | 0 | 0 | 0 | 0 | 0 | 0 | 0 | 1 | 1
276 | 279 | Harbec Plastics |  | 520 | 3040 | 0 | 0 | 0 | 0 | 0 | 0 | 0 | 0 | 0 | 0 | 1 | 1
277 | 281 | Liberty Distributors |  | 485.1 | 0 | 0 | 0 | 0 | 0 | 0 | 0 | 0 | 0 | 0 | 0 | 1 | 1
278 | 282 | Lake Beverage Corp |  | 444.6 | 0 | 0 | 0 | 0 | 0 | 0 | 0 | 0 | 0 | 0 | 0 | 1 | 1
279 | 276 | Intrepid Sea, Air & Space Museum |  | 300 | 2100 | 0 | 0 | 0 | 0 | 0 | 0 | 0 | 0 | 0 | 0 | 1 | 1
280 | 283 | Noblehurst Farms |  | 456 | 0 | 0 | 0 | 0 | 0 | 0 | 0 | 0 | 0 | 0 | 0 | 1 | 2
281 | 277 | Georgetown Plaza |  | 200 | 1400 | 0 | 0 | 0 | 0 | 0 | 0 | 0 | 0 | 0 | 0 | 1 | 1
282 | 285 | Gateway One Building |  | 2055 | 0 | 0 | 0 | 0 | 0 | 0 | 0 | 0 | 0 | 0 | 0 | 1 | 1
283 | 286 | LTF Westchester Solar |  | 650.87 | 0 | 0 | 0 | 0 | 0 | 0 | 0 | 0 | 0 | 0 | 0 | 1 | 1
284 | 287 | Pepsi Cola Newburgh Bottling Inc |  | 406.13 | 0 | 0 | 0 | 0 | 0 | 0 | 0 | 0 | 0 | 0 | 0 | 1 | 1
285 | 289 | Bloomberg LP - JFK |  | 728.7 | 0 | 0 | 0 | 0 | 0 | 0 | 0 | 0 | 0 | 0 | 0 | 1 | 1
286 | 290 | Bloomberg LP - Idlewild |  | 785.4 | 0 | 0 | 0 | 0 | 0 | 0 | 0 | 0 | 0 | 0 | 0 | 1 | 1
287 | 288 | Target Clifton Park |  | 435.5 | 0 | 0 | 0 | 0 | 0 | 0 | 0 | 0 | 0 | 0 | 0 | 1 | 1
288 | 291 | Upstate Door, Inc |  | 400.77 | 0 | 0 | 0 | 0 | 0 | 0 | 0 | 0 | 0 | 0 | 0 | 1 | 1
289 | 292 | Pratt Industries |  | 1405.3 | 0 | 0 | 0 | 0 | 0 | 0 | 0 | 0 | 0 | 0 | 0 | 1 | 1
290 | 293 | Woodcrest |  | 560 | 0 | 0 | 0 | 0 | 0 | 0 | 0 | 0 | 0 | 0 | 0 | 1 | 1
291 | 294 | Regeneron Pharmaceuticals, Inc |  | 544.635 | 0 | 0 | 0 | 0 | 0 | 0 | 0 | 0 | 0 | 0 | 0 | 1 | 1
292 | 296 | Diamond Nyack |  | 2497.36 | 0 | 0 | 0 | 0 | 0 | 0 | 0 | 0 | 0 | 0 | 0 | 1 | 1
293 | 297 | Target Schenectady |  | 471.835 | 0 | 0 | 0 | 0 | 0 | 0 | 0 | 0 | 0 | 0 | 0 | 1 | 1
294 | 298 | Center Line Studios |  | 300.12 | 0 | 0 | 0 | 0 | 0 | 0 | 0 | 0 | 0 | 0 | 0 | 1 | 1
295 | 299 | HHCSD - Frank G. Lindsey Elementary School |  | 166.32 | 0 | 0 | 0 | 0 | 0 | 0 | 0 | 0 | 0 | 0 | 0 | 1 | 1
296 | 300 | HHCSD - Blue Mountain Middle School |  | 148.5 | 0 | 0 | 0 | 0 | 0 | 0 | 0 | 0 | 0 | 0 | 0 | 1 | 1
297 | 301 | Oneida County Public Safety Complex |  | 75 | 523 | 0 | 0 | 0 | 0 | 0 | 0 | 0 | 0 | 0 | 0 | 1 | 1
298 | 302 | Wegmans - 1885 Chili Avenue |  | 260.19 | 0 | 0 | 0 | 0 | 0 | 0 | 0 | 0 | 0 | 0 | 0 | 1 | 1
299 | 303 | Wegmans - 300 Market Street |  | 421.8 | 0 | 0 | 0 | 0 | 0 | 0 | 0 | 0 | 0 | 0 | 0 | 1 | 1
300 | 304 | Shore View Nursing & Rehabilitation Center |  | 100 | 700 | 0 | 0 | 0 | 0 | 0 | 0 | 0 | 0 | 0 | 0 | 1 | 1
301 | 306 | HHCSD - Furnace Woods Elementary School |  | 196.02 | 0 | 0 | 0 | 0 | 0 | 0 | 0 | 0 | 0 | 0 | 0 | 1 | 1
302 | 307 | AVA High Line |  | 320 | 1656 | 0 | 0 | 0 | 0 | 0 | 0 | 0 | 0 | 0 | 0 | 1 | 1
303 | 308 | The Lara |  | 150 | 1046 | 0 | 0 | 0 | 0 | 0 | 0 | 0 | 0 | 0 | 0 | 1 | 1
304 | 309 | Cornell University New York State Agricultural Experiment Station (NYSAES) |  | 2827.2 | 0 | 0 | 0 | 0 | 0 | 0 | 0 | 0 | 0 | 0 | 0 | 1 | 1
305 | 310 | City of Schenectady City Reservoir |  | 711.815 | 0 | 0 | 0 | 0 | 0 | 0 | 0 | 0 | 0 | 0 | 0 | 1 | 1
306 | 226 | Millennium Broadway |  | 750 | 3746.4 | 0 | 0 | 0 | 0 | 0 | 0 | 0 | 0 | 0 | 0 | 1 | 1
307 | 311 | Montrose FDR Veterans Administration |  | 493 | 0 | 0 | 0 | 0 | 0 | 0 | 0 | 0 | 0 | 0 | 0 | 1 | 1
308 | 312 | Gallagher Bus Service Corp |  | 253.26 | 0 | 0 | 0 | 0 | 0 | 0 | 0 | 0 | 0 | 0 | 0 | 1 | 1
309 | 313 | Lincoln Towers Apartments V |  | 200 | 1400 | 0 | 0 | 0 | 0 | 0 | 0 | 0 | 0 | 0 | 0 | 1 | 1
310 | 314 | Dorado Apartments |  | 75 | 523 | 0 | 0 | 0 | 0 | 0 | 0 | 0 | 0 | 0 | 0 | 1 | 1
311 | 315 | Johnson Brother Lumber - Madison County Landfill |  | 1600 | 0 | 0 | 0 | 0 | 0 | 0 | 0 | 0 | 0 | 0 | 0 | 1 | 1
312 | 317 | Hayden on the Hudson |  | 100 | 642 | 0 | 0 | 0 | 0 | 0 | 0 | 0 | 0 | 0 | 0 | 1 | 1
313 | 318 | Target Rensselaer |  | 442.68 | 0 | 0 | 0 | 0 | 0 | 0 | 0 | 0 | 0 | 0 | 0 | 1 | 1
314 | 319 | Target Queensbury |  | 442.68 | 0 | 0 | 0 | 0 | 0 | 0 | 0 | 0 | 0 | 0 | 0 | 1 | 1
315 | 320 | Target Liverpool |  | 442.68 | 0 | 0 | 0 | 0 | 0 | 0 | 0 | 0 | 0 | 0 | 0 | 1 | 1
316 | 321 | Target Depew |  | 442.68 | 0 | 0 | 0 | 0 | 0 | 0 | 0 | 0 | 0 | 0 | 0 | 1 | 1
317 | 322 | Target Colonie |  | 405.8 | 0 | 0 | 0 | 0 | 0 | 0 | 0 | 0 | 0 | 0 | 0 | 1 | 1
318 | 323 | Target Vestal |  | 449.82 | 0 | 0 | 0 | 0 | 0 | 0 | 0 | 0 | 0 | 0 | 0 | 1 | 1
319 | 324 | SUNY Polytechnic Institute CNSE |  | 100 | 0 | 0 | 0 | 0 | 0 | 0 | 0 | 0 | 0 | 0 | 0 | 1 | 1
320 | 325 | West 96th |  | 75 | 523 | 0 | 0 | 0 | 0 | 0 | 0 | 0 | 0 | 0 | 0 | 1 | 1
321 | 326 | Town of Walworth Solar Farm |  | 1562 | 0 | 0 | 0 | 0 | 0 | 0 | 0 | 0 | 0 | 0 | 0 | 1 | 1
322 | 327 | Hollingsworth and Vose |  | 2604.62 | 0 | 0 | 0 | 0 | 0 | 0 | 0 | 0 | 0 | 0 | 0 | 1 | 1
323 | 328 | Citylights at Queens Landing |  | 75 | 523 | 0 | 0 | 0 | 0 | 0 | 0 | 0 | 0 | 0 | 0 | 1 | 1
325 | 330 | Wegmans - 745 Calkins Road |  | 325 | 0 | 0 | 0 | 0 | 0 | 0 | 0 | 0 | 0 | 0 | 0 | 1 | 1
326 | 278 | Tower West |  | 200 | 1400 | 0 | 0 | 0 | 0 | 0 | 0 | 0 | 0 | 0 | 0 | 1 | 1
327 | 331 | Gramercy House |  | 150 | 1046 | 0 | 0 | 0 | 0 | 0 | 0 | 0 | 0 | 0 | 0 | 1 | 2
328 | 332 | QLIC |  | 150 | 1046 | 0 | 0 | 0 | 0 | 0 | 0 | 0 | 0 | 0 | 0 | 1 | 1
329 | 333 | Onondaga County - Metro Water Board |  | 1362.13 | 0 | 0 | 0 | 0 | 0 | 0 | 0 | 0 | 0 | 0 | 0 | 1 | 1
330 | 334 | Wegmans - 500 South Meadow Street |  | 623 | 0 | 0 | 0 | 0 | 0 | 0 | 0 | 0 | 0 | 0 | 0 | 1 | 1
331 | 336 | Walmart 4597 |  | 343.2 | 0 | 0 | 0 | 0 | 0 | 0 | 0 | 0 | 0 | 0 | 0 | 1 | 1
332 | 337 | New York City School R069 |  | 203.13 | 0 | 0 | 0 | 0 | 0 | 0 | 0 | 0 | 0 | 0 | 0 | 1 | 1
333 | 338 | New York City School K505 |  | 362.3 | 0 | 0 | 0 | 0 | 0 | 0 | 0 | 0 | 0 | 0 | 0 | 1 | 1
338 | 343 | Staten Island Mall |  | 381.92 | 0 | 0 | 0 | 0 | 0 | 0 | 0 | 0 | 0 | 0 | 0 | 1 | 1
339 | 344 | New York City School K455 |  | 505.08 | 0 | 0 | 0 | 0 | 0 | 0 | 0 | 0 | 0 | 0 | 0 | 1 | 1
340 | 345 | New York City School K224 |  | 98.82 | 0 | 0 | 0 | 0 | 0 | 0 | 0 | 0 | 0 | 0 | 0 | 1 | 1
341 | 347 | New York City School K278 |  | 120.78 | 0 | 0 | 0 | 0 | 0 | 0 | 0 | 0 | 0 | 0 | 0 | 1 | 1
342 | 348 | New York City School K302 |  | 137.25 | 0 | 0 | 0 | 0 | 0 | 0 | 0 | 0 | 0 | 0 | 0 | 1 | 1
343 | 349 | New York City School K324 |  | 120.8 | 0 | 0 | 0 | 0 | 0 | 0 | 0 | 0 | 0 | 0 | 0 | 1 | 1
344 | 350 | New York City School K380 |  | 104.31 | 0 | 0 | 0 | 0 | 0 | 0 | 0 | 0 | 0 | 0 | 0 | 1 | 1
345 | 351 | New York City School M070 |  | 159.21 | 0 | 0 | 0 | 0 | 0 | 0 | 0 | 0 | 0 | 0 | 0 | 1 | 1
346 | 352 | New York City School X425 |  | 131.76 | 0 | 0 | 0 | 0 | 0 | 0 | 0 | 0 | 0 | 0 | 0 | 1 | 1
348 | 355 | New York City School Q505 |  | 367.83 | 0 | 0 | 0 | 0 | 0 | 0 | 0 | 0 | 0 | 0 | 0 | 1 | 1
349 | 356 | New York City School R445 |  | 120.78 | 0 | 0 | 0 | 0 | 0 | 0 | 0 | 0 | 0 | 0 | 0 | 1 | 1
350 | 358 | New York City School R455 |  | 532.53 | 0 | 0 | 0 | 0 | 0 | 0 | 0 | 0 | 0 | 0 | 0 | 1 | 1
351 | 359 | New York City School X131 |  | 200.08 | 0 | 0 | 0 | 0 | 0 | 0 | 0 | 0 | 0 | 0 | 0 | 1 | 1
352 | 360 | New York City School X144 |  | 192.15 | 0 | 0 | 0 | 0 | 0 | 0 | 0 | 0 | 0 | 0 | 0 | 1 | 1
353 | 361 | New York City School X192 |  | 137.25 | 0 | 0 | 0 | 0 | 0 | 0 | 0 | 0 | 0 | 0 | 0 | 1 | 1
354 | 362 | Southport LLC |  | 234.93 | 0 | 0 | 0 | 0 | 0 | 0 | 0 | 0 | 0 | 0 | 0 | 1 | 1
355 | 363 | Walmart 4570 |  | 377.52 | 0 | 0 | 0 | 0 | 0 | 0 | 0 | 0 | 0 | 0 | 0 | 1 | 1
356 | 364 | Walmart 4403 |  | 346.32 | 0 | 0 | 0 | 0 | 0 | 0 | 0 | 0 | 0 | 0 | 0 | 1 | 1
357 | 365 | General Motors GM Component Holding, LLC |  | 465.31 | 0 | 0 | 0 | 0 | 0 | 0 | 0 | 0 | 0 | 0 | 0 | 1 | 1
358 | 366 | Stewart's Shops Corporation - Halfmoon |  | 852.15 | 0 | 0 | 0 | 0 | 0 | 0 | 0 | 0 | 0 | 0 | 0 | 1 | 1
359 | 367 | Binghamton City School District |  | 372.1 | 0 | 0 | 0 | 0 | 0 | 0 | 0 | 0 | 0 | 0 | 0 | 1 | 1
360 | 369 | Monroe Cable Company |  | 989.725 | 0 | 0 | 0 | 0 | 0 | 0 | 0 | 0 | 0 | 0 | 0 | 1 | 1
361 | 370 | Avon School District |  | 1510 | 0 | 0 | 0 | 0 | 0 | 0 | 0 | 0 | 0 | 0 | 0 | 1 | 1
362 | 371 | HHCSD - Buchanan Elementary School |  | 184.14 | 0 | 0 | 0 | 0 | 0 | 0 | 0 | 0 | 0 | 0 | 0 | 1 | 1
363 | 372 | HHCSD - Hendrick Hudson High School |  | 106.92 | 0 | 0 | 0 | 0 | 0 | 0 | 0 | 0 | 0 | 0 | 0 | 1 | 1
364 | 373 | Photonics Industries, Inc. |  | 345.96 | 0 | 0 | 0 | 0 | 0 | 0 | 0 | 0 | 0 | 0 | 0 | 1 | 1
365 | 374 | Hotel Belleclaire |  | 100 | 700 | 0 | 0 | 0 | 0 | 0 | 0 | 0 | 0 | 0 | 0 | 1 | 1
367 | 376 | Tannery Road Solar |  | 2800.98 | 0 | 0 | 0 | 0 | 0 | 0 | 0 | 0 | 0 | 0 | 0 | 1 | 1
368 | 377 | Target Monroe |  | 456.96 | 0 | 0 | 0 | 0 | 0 | 0 | 0 | 0 | 0 | 0 | 0 | 1 | 1
369 | 379 | Target Newburgh |  | 412.35 | 0 | 0 | 0 | 0 | 0 | 0 | 0 | 0 | 0 | 0 | 0 | 1 | 1
370 | 557 | SUNY ESF |  | 195 | 1683 | 0 | 0 | 0 | 0 | 0 | 0 | 0 | 0 | 0 | 0 | 1 | 1
371 | 381 | The Beresford |  | 75 | 523 | 0 | 0 | 0 | 0 | 0 | 0 | 0 | 0 | 0 | 0 | 1 | 1
372 | 382 | The St Tropez |  | 200 | 1400 | 0 | 0 | 0 | 0 | 0 | 0 | 0 | 0 | 0 | 0 | 1 | 1
373 | 383 | Oneida West |  | 2593.35 | 0 | 0 | 0 | 0 | 0 | 0 | 0 | 0 | 0 | 0 | 0 | 1 | 1
374 | 384 | Bethlehem East |  | 2445 | 0 | 0 | 0 | 0 | 0 | 0 | 0 | 0 | 0 | 0 | 0 | 1 | 1
375 | 385 | Jacksonville Road Solar |  | 359.1 | 0 | 0 | 0 | 0 | 0 | 0 | 0 | 0 | 0 | 0 | 0 | 1 | 1
376 | 386 | Bethlehem West |  | 1308 | 0 | 0 | 0 | 0 | 0 | 0 | 0 | 0 | 0 | 0 | 0 | 1 | 1
377 | 387 | New York City School R075 |  | 129.68 | 0 | 0 | 0 | 0 | 0 | 0 | 0 | 0 | 0 | 0 | 0 | 1 | 1
378 | 389 | Gore Mountain Solar 2, LLC |  | 2804 | 0 | 0 | 0 | 0 | 0 | 0 | 0 | 0 | 0 | 0 | 0 | 1 | 1
379 | 390 | HGS Solar 1, LLC |  | 2525 | 0 | 0 | 0 | 0 | 0 | 0 | 0 | 0 | 0 | 0 | 0 | 1 | 1
380 | 391 | Aspden Assets, Inc. |  | 394.8 | 0 | 0 | 0 | 0 | 0 | 0 | 0 | 0 | 0 | 0 | 0 | 1 | 1
381 | 392 | New York City School K515 |  | 590.2 | 0 | 0 | 0 | 0 | 0 | 0 | 0 | 0 | 0 | 0 | 0 | 1 | 1
382 | 393 | New York City School Q072 |  | 248.85 | 0 | 0 | 0 | 0 | 0 | 0 | 0 | 0 | 0 | 0 | 0 | 1 | 1
383 | 394 | New York City School Q226 |  | 135.85 | 0 | 0 | 0 | 0 | 0 | 0 | 0 | 0 | 0 | 0 | 0 | 1 | 1
384 | 395 | New York City School Q237 |  | 247 | 0 | 0 | 0 | 0 | 0 | 0 | 0 | 0 | 0 | 0 | 0 | 1 | 1
385 | 396 | New York City School X184 |  | 248.85 | 0 | 0 | 0 | 0 | 0 | 0 | 0 | 0 | 0 | 0 | 0 | 1 | 1
386 | 397 | New York City School Q445 |  | 199.88 | 0 | 0 | 0 | 0 | 0 | 0 | 0 | 0 | 0 | 0 | 0 | 1 | 1
387 | 398 | Adelphi University |  | 1979 | 0 | 0 | 0 | 0 | 0 | 0 | 0 | 0 | 0 | 0 | 0 | 1 | 1
388 | 399 | Target Victor |  | 418.88 | 0 | 0 | 0 | 0 | 0 | 0 | 0 | 0 | 0 | 0 | 0 | 1 | 1
389 | 401 | Brooklyn Navy Yard - Building 293 |  | 992.88 | 0 | 0 | 0 | 0 | 0 | 0 | 0 | 0 | 0 | 0 | 0 | 1 | 1
390 | 402 | Union College |  | 1804 | 0 | 0 | 0 | 0 | 0 | 0 | 0 | 0 | 0 | 0 | 0 | 1 | 1
391 | 403 | The Westmont |  | 75 | 523 | 0 | 0 | 0 | 0 | 0 | 0 | 0 | 0 | 0 | 0 | 1 | 1
392 | 404 | Oakwood Friends School |  | 591.5 | 0 | 0 | 0 | 0 | 0 | 0 | 0 | 0 | 0 | 0 | 0 | 1 | 1
393 | 405 | Parc East Tower |  | 75 | 523 | 0 | 0 | 0 | 0 | 0 | 0 | 0 | 0 | 0 | 0 | 1 | 1
394 | 406 | Walmart 1831 |  | 265.2 | 0 | 0 | 0 | 0 | 0 | 0 | 0 | 0 | 0 | 0 | 0 | 1 | 1
395 | 407 | Lamphear Road - Rome Steel Solar |  | 2801.16 | 0 | 0 | 0 | 0 | 0 | 0 | 0 | 0 | 0 | 0 | 0 | 1 | 1
396 | 408 | ESNY-205 Solar Field |  | 581.4 | 0 | 0 | 0 | 0 | 0 | 0 | 0 | 0 | 0 | 0 | 0 | 1 | 1
397 | 409 | Town of Wallkill Landfill Project |  | 2423.52 | 0 | 0 | 0 | 0 | 0 | 0 | 0 | 0 | 0 | 0 | 0 | 1 | 1
398 | 410 | Great Neck Saw |  | 225.4 | 0 | 0 | 0 | 0 | 0 | 0 | 0 | 0 | 0 | 0 | 0 | 1 | 1
399 | 411 | Hobart William Smith Colleges - State Route 14N |  | 2507.67 | 0 | 0 | 0 | 0 | 0 | 0 | 0 | 0 | 0 | 0 | 0 | 1 | 1
400 | 412 | The Petersfield |  | 75 | 523 | 0 | 0 | 0 | 0 | 0 | 0 | 0 | 0 | 0 | 0 | 1 | 1
401 | 413 | Indian River CSD - Intermediate School |  | 665.28 | 0 | 0 | 0 | 0 | 0 | 0 | 0 | 0 | 0 | 0 | 0 | 1 | 1
402 | 414 | Target Fayetteville |  | 456.96 | 0 | 0 | 0 | 0 | 0 | 0 | 0 | 0 | 0 | 0 | 0 | 1 | 1
403 | 415 | Target Elmira |  | 495.04 | 0 | 0 | 0 | 0 | 0 | 0 | 0 | 0 | 0 | 0 | 0 | 1 | 1
404 | 416 | Target Webster |  | 380.8 | 0 | 0 | 0 | 0 | 0 | 0 | 0 | 0 | 0 | 0 | 0 | 1 | 1
405 | 417 | New Hope View Farm |  | 380 | 0 | 0 | 0 | 0 | 0 | 0 | 0 | 0 | 0 | 0 | 0 | 1 | 2
407 | 420 | SunStream Hudson |  | 2695.68 | 0 | 0 | 0 | 0 | 0 | 0 | 0 | 0 | 0 | 0 | 0 | 1 | 1
408 | 421 | Cornell University Ruminant Center |  | 2827.2 | 0 | 0 | 0 | 0 | 0 | 0 | 0 | 0 | 0 | 0 | 0 | 1 | 1
409 | 422 | Marcus Garvey Apartments |  | 479.709 | 0 | 300 | 1200 | 0 | 0 | 0 | 0 | 0 | 0 | 0 | 0 | 2 | 2
410 | 423 | Clifton Park Solar |  | 996.48 | 0 | 0 | 0 | 0 | 0 | 0 | 0 | 0 | 0 | 0 | 0 | 1 | 1
411 | 424 | Avalon Fort Greene |  | 400 | 2572.8 | 0 | 0 | 0 | 0 | 0 | 0 | 0 | 0 | 0 | 0 | 1 | 1
412 | 425 | Village Mall at Hillcrest Condominiums |  | 100 | 642 | 0 | 0 | 0 | 0 | 0 | 0 | 0 | 0 | 0 | 0 | 1 | 1
413 | 426 | Canandaigua #1 |  | 2489.13 | 0 | 0 | 0 | 0 | 0 | 0 | 0 | 0 | 0 | 0 | 0 | 1 | 1
414 | 427 | Pep Boys Chester |  | 2000 | 0 | 0 | 0 | 0 | 0 | 0 | 0 | 0 | 0 | 0 | 0 | 1 | 1
415 | 385 | Jacksonville Road Solar |  | 498.96 | 0 | 0 | 0 | 0 | 0 | 0 | 0 | 0 | 0 | 0 | 0 | 1 | 1
416 | 430 | Krinos Foods |  | 566 | 0 | 0 | 0 | 0 | 0 | 0 | 0 | 0 | 0 | 0 | 0 | 1 | 1
417 | 431 | Ithaca College |  | 2903.04 | 0 | 0 | 0 | 0 | 0 | 0 | 0 | 0 | 0 | 0 | 0 | 1 | 1
418 | 469 | Spellman High Voltage |  | 471.58 | 0 | 0 | 0 | 0 | 0 | 0 | 0 | 0 | 0 | 0 | 0 | 1 | 1
419 | 468 | Ronald McDonald House |  | 250 | 0 | 0 | 0 | 0 | 0 | 0 | 0 | 0 | 0 | 0 | 0 | 1 | 1
420 | 470 | Gloversville Johnstown WWTP |  | 1075 | 0 | 0 | 0 | 0 | 0 | 0 | 0 | 0 | 0 | 0 | 0 | 1 | 3
422 | 472 | Cornell University Agricultural Experiment Station (CUAES) |  | 2827.2 | 0 | 0 | 0 | 0 | 0 | 0 | 0 | 0 | 0 | 0 | 0 | 1 | 1
423 | 473 | PatterSun Solar 1.3 |  | 1368.9 | 0 | 0 | 0 | 0 | 0 | 0 | 0 | 0 | 0 | 0 | 0 | 1 | 1
424 | 474 | City of Ogdensburg |  | 1131 | 0 | 0 | 0 | 0 | 0 | 0 | 0 | 0 | 0 | 0 | 0 | 1 | 1
425 | 475 | Roosevelt Terrace |  | 100 | 700 | 0 | 0 | 0 | 0 | 0 | 0 | 0 | 0 | 0 | 0 | 1 | 1
426 | 476 | Regional Food Bank of NE NY - Cornwall On Hudson |  | 261.27 | 0 | 0 | 0 | 0 | 0 | 0 | 0 | 0 | 0 | 0 | 0 | 1 | 1
427 | 477 | Scarborough Manor |  | 456.63 | 0 | 0 | 0 | 0 | 0 | 0 | 0 | 0 | 0 | 0 | 0 | 1 | 1
428 | 478 | Canandaigua #2 |  | 1627.92 | 0 | 0 | 0 | 0 | 0 | 0 | 0 | 0 | 0 | 0 | 0 | 1 | 1
429 | 482 | The Times Square |  | 200 | 1394 | 0 | 0 | 0 | 0 | 0 | 0 | 0 | 0 | 0 | 0 | 1 | 1
430 | 484 | 400 Central Park West |  | 100 | 643 | 0 | 0 | 0 | 0 | 0 | 0 | 0 | 0 | 0 | 0 | 1 | 1
431 | 483 | The Eldorado |  | 75 | 523 | 0 | 0 | 0 | 0 | 0 | 0 | 0 | 0 | 0 | 0 | 1 | 1
432 | 467 | Van Blarcom Closures |  | 1200 | 8784 | 0 | 0 | 0 | 0 | 0 | 0 | 0 | 0 | 0 | 0 | 1 | 1
433 | 486 | Regional Food Bank of NE NY - Latham |  | 589.12 | 0 | 0 | 0 | 0 | 0 | 0 | 0 | 0 | 0 | 0 | 0 | 1 | 1
434 | 487 | Patrick E Gorman Housing |  | 200 | 1284 | 0 | 0 | 0 | 0 | 0 | 0 | 0 | 0 | 0 | 0 | 1 | 1
435 | 488 | REL Gateway North |  | 378 | 0 | 0 | 0 | 0 | 0 | 0 | 0 | 0 | 0 | 0 | 0 | 1 | 1
436 | 489 | REL Gateway South |  | 378 | 0 | 0 | 0 | 0 | 0 | 0 | 0 | 0 | 0 | 0 | 0 | 1 | 1
437 | 490 | Plaza Residences - 23-25 |  | 105 | 606 | 0 | 0 | 0 | 0 | 0 | 0 | 0 | 0 | 0 | 0 | 1 | 1
438 | 491 | RenovusRock |  | 656.64 | 0 | 0 | 0 | 0 | 0 | 0 | 0 | 0 | 0 | 0 | 0 | 1 | 1
439 | 492 | Plaza Residences - 250-252 |  | 70 | 404 | 0 | 0 | 0 | 0 | 0 | 0 | 0 | 0 | 0 | 0 | 1 | 1
440 | 493 | Jetro College Point |  | 718.092 | 0 | 0 | 0 | 0 | 0 | 0 | 0 | 0 | 0 | 0 | 0 | 1 | 1
441 | 494 | Remeeder House - Alabama |  | 35 | 202 | 0 | 0 | 0 | 0 | 0 | 0 | 0 | 0 | 0 | 0 | 1 | 1
442 | 495 | Remeeder House - Blake |  | 35 | 202 | 0 | 0 | 0 | 0 | 0 | 0 | 0 | 0 | 0 | 0 | 1 | 1
443 | 496 | Remeeder House - Sheffield |  | 35 | 202 | 0 | 0 | 0 | 0 | 0 | 0 | 0 | 0 | 0 | 0 | 1 | 1
444 | 497 | Remeeder House - Sutter |  | 35 | 202 | 0 | 0 | 0 | 0 | 0 | 0 | 0 | 0 | 0 | 0 | 1 | 1
446 | 499 | 4C Foods Corp |  | 400 | 2062 | 0 | 0 | 0 | 0 | 0 | 0 | 0 | 0 | 0 | 0 | 1 | 2
447 | 500 | Orange County DPW |  | 2131.56 | 0 | 0 | 0 | 0 | 0 | 0 | 0 | 0 | 0 | 0 | 0 | 1 | 1
448 | 501 | Somers Middle School |  | 120.9 | 0 | 0 | 0 | 0 | 0 | 0 | 0 | 0 | 0 | 0 | 0 | 1 | 1
449 | 502 | Steel Sun - Main Street / Amherst Campus |  | 2035.5 | 0 | 0 | 0 | 0 | 0 | 0 | 0 | 0 | 0 | 0 | 0 | 1 | 1
450 | 503 | Sullivan County Adult Care |  | 2482.52 | 0 | 0 | 0 | 0 | 0 | 0 | 0 | 0 | 0 | 0 | 0 | 1 | 1
451 | 505 | Grace Towers |  | 70 | 404 | 0 | 0 | 0 | 0 | 0 | 0 | 0 | 0 | 0 | 0 | 1 | 1
452 | 506 | Park Lane North |  | 105 | 606 | 0 | 0 | 0 | 0 | 0 | 0 | 0 | 0 | 0 | 0 | 1 | 1
453 | 507 | Oneida South |  | 2600 | 0 | 0 | 0 | 0 | 0 | 0 | 0 | 0 | 0 | 0 | 0 | 1 | 1
454 | 509 | Onondaga County - Clearwater WWTP |  | 2433.9 | 0 | 0 | 0 | 0 | 0 | 0 | 0 | 0 | 0 | 0 | 0 | 1 | 1
455 | 580 | Cooper Union - Foundation Building |  | 150 | 826 | 0 | 0 | 0 | 0 | 0 | 0 | 0 | 0 | 0 | 0 | 1 | 1
456 | 510 | Town of Halfmoon |  | 1298.08 | 0 | 0 | 0 | 0 | 0 | 0 | 0 | 0 | 0 | 0 | 0 | 1 | 1
457 | 511 | DO & CO New York Catering, Inc |  | 210 | 1212 | 0 | 0 | 0 | 0 | 0 | 0 | 0 | 0 | 0 | 0 | 1 | 1
458 | 485 | Clancy Moving Systems |  | 521.52 | 0 | 0 | 0 | 0 | 0 | 0 | 0 | 0 | 0 | 0 | 0 | 1 | 1
459 | 512 | Otsego County Gravel Pit |  | 1115.49 | 0 | 0 | 0 | 0 | 0 | 0 | 0 | 0 | 0 | 0 | 0 | 1 | 1
460 | 513 | Oneida Herkimer Solid Waste Authority |  | 1092 | 0 | 0 | 0 | 0 | 0 | 0 | 0 | 0 | 0 | 0 | 0 | 1 | 1
461 | 514 | Cardinal Spellman High School |  | 233.8 | 0 | 0 | 0 | 0 | 0 | 0 | 0 | 0 | 0 | 0 | 0 | 1 | 1
462 | 517 | Letchworth CSD |  | 1609.97 | 0 | 0 | 0 | 0 | 0 | 0 | 0 | 0 | 0 | 0 | 0 | 1 | 1
463 | 518 | Target Latham |  | 449.82 | 0 | 0 | 0 | 0 | 0 | 0 | 0 | 0 | 0 | 0 | 0 | 1 | 1
464 | 279 | Harbec Plastics |  | 0 | 0 | 0 | 0 | 0 | 0 | 0 | 0 | 0 | 0 | 0 | 0 | 0 | 0
465 | 346 | Sea Rise 1 |  | 0 | 0 | 0 | 0 | 0 | 0 | 0 | 0 | 0 | 0 | 0 | 0 | 0 | 0
466 | 499 | 4C Foods Corp |  | 0 | 0 | 0 | 0 | 0 | 0 | 0 | 0 | 0 | 0 | 0 | 0 | 0 | 0
467 | 526 | Greenpark Care Center |  | 0 | 0 | 0 | 0 | 0 | 0 | 0 | 0 | 0 | 0 | 0 | 0 | 0 | 0
468 | 528 | Pepsi Co. |  | 0 | 0 | 0 | 0 | 0 | 0 | 0 | 0 | 0 | 0 | 0 | 0 | 0 | 0
469 | 533 | Hilton - New York |  | 1750 | 9320.003 | 0 | 0 | 0 | 0 | 0 | 0 | 0 | 0 | 0 | 0 | 1 | 1
470 | 529 | Macy's East |  | 0 | 0 | 0 | 0 | 0 | 0 | 0 | 0 | 0 | 0 | 0 | 0 | 0 | 0
471 | 531 | Schwab House |  | 0 | 0 | 0 | 0 | 0 | 0 | 0 | 0 | 0 | 0 | 0 | 0 | 0 | 0
472 | 530 | Long Island Jewish Medical Center |  | 0 | 0 | 0 | 0 | 0 | 0 | 0 | 0 | 0 | 0 | 0 | 0 | 0 | 0
473 | 64 | Burrstone Energy Center |  | 0 | 0 | 0 | 0 | 0 | 0 | 0 | 0 | 0 | 0 | 0 | 0 | 0 | 0
474 | 64 | Burrstone Energy Center |  | 0 | 0 | 0 | 0 | 0 | 0 | 0 | 0 | 0 | 0 | 0 | 0 | 0 | 0
475 | 64 | Burrstone Energy Center |  | 0 | 0 | 0 | 0 | 0 | 0 | 0 | 0 | 0 | 0 | 0 | 0 | 0 | 0
476 | 35 | Sea Park East |  | 0 | 0 | 0 | 0 | 0 | 0 | 0 | 0 | 0 | 0 | 0 | 0 | 0 | 0
477 | 527 | Twin Birch |  | 0 | 0 | 0 | 0 | 0 | 0 | 0 | 0 | 0 | 0 | 0 | 0 | 0 | 0
478 | 532 | NY Presbyterian Hospital |  | 0 | 0 | 0 | 0 | 0 | 0 | 0 | 0 | 0 | 0 | 0 | 0 | 0 | 0
479 | 470 | Gloversville Johnstown WWTP |  | 0 | 0 | 0 | 0 | 0 | 0 | 0 | 0 | 0 | 0 | 0 | 0 | 0 | 0
480 | 534 | 1211 Avenue of the Americas |  | 0 | 0 | 0 | 0 | 0 | 0 | 0 | 0 | 0 | 0 | 0 | 0 | 0 | 0
481 | 111 | Big Geyser, Inc. |  | 0 | 0 | 0 | 0 | 0 | 0 | 0 | 0 | 0 | 0 | 0 | 0 | 0 | 0
482 | 280 | Cooper Union - 41 Cooper Square |  | 0 | 0 | 0 | 0 | 0 | 0 | 0 | 0 | 0 | 0 | 0 | 0 | 0 | 0
483 | 264 | Rochester Institute of Technology (RIT) | Rochester Institute of Technology (RIT) | 0 | 0 | 0 | 0 | 0 | 0 | 0 | 0 | 0 | 0 | 0 | 0 | 0 | 0
484 | 131 | Jetro Cash and Carry |  | 0 | 0 | 0 | 0 | 0 | 0 | 0 | 0 | 0 | 0 | 0 | 0 | 0 | 0
485 | 197 | Fed Ex Ground |  | 0 | 0 | 0 | 0 | 0 | 0 | 0 | 0 | 0 | 0 | 0 | 0 | 0 | 0
486 | 214 | Terrace Gardens 1 |  | 0 | 0 | 0 | 0 | 0 | 0 | 0 | 0 | 0 | 0 | 0 | 0 | 0 | 0
487 | 223 | Diamond Saw Mill |  | 0 | 0 | 0 | 0 | 0 | 0 | 0 | 0 | 0 | 0 | 0 | 0 | 0 | 0
488 | 223 | Diamond Saw Mill |  | 0 | 0 | 0 | 0 | 0 | 0 | 0 | 0 | 0 | 0 | 0 | 0 | 0 | 0
489 | 223 | Diamond Saw Mill |  | 0 | 0 | 0 | 0 | 0 | 0 | 0 | 0 | 0 | 0 | 0 | 0 | 0 | 0
490 | 250 | The Bay Club: Tower 1 |  | 0 | 0 | 0 | 0 | 0 | 0 | 0 | 0 | 0 | 0 | 0 | 0 | 0 | 0
491 | 257 | Mt. Kisco |  | 0 | 0 | 0 | 0 | 0 | 0 | 0 | 0 | 0 | 0 | 0 | 0 | 0 | 0
492 | 257 | Mt. Kisco |  | 0 | 0 | 0 | 0 | 0 | 0 | 0 | 0 | 0 | 0 | 0 | 0 | 0 | 0
493 | 257 | Mt. Kisco |  | 0 | 0 | 0 | 0 | 0 | 0 | 0 | 0 | 0 | 0 | 0 | 0 | 0 | 0
494 | 257 | Mt. Kisco |  | 0 | 0 | 0 | 0 | 0 | 0 | 0 | 0 | 0 | 0 | 0 | 0 | 0 | 0
495 | 257 | Mt. Kisco |  | 0 | 0 | 0 | 0 | 0 | 0 | 0 | 0 | 0 | 0 | 0 | 0 | 0 | 0
496 | 343 | Staten Island Mall |  | 0 | 0 | 0 | 0 | 0 | 0 | 0 | 0 | 0 | 0 | 0 | 0 | 0 | 0
497 | 343 | Staten Island Mall |  | 0 | 0 | 0 | 0 | 0 | 0 | 0 | 0 | 0 | 0 | 0 | 0 | 0 | 0
498 | 343 | Staten Island Mall |  | 0 | 0 | 0 | 0 | 0 | 0 | 0 | 0 | 0 | 0 | 0 | 0 | 0 | 0
499 | 535 | New York City School Q204 |  | 0 | 0 | 0 | 0 | 0 | 0 | 0 | 0 | 0 | 0 | 0 | 0 | 0 | 0
500 | 420 | SunStream Hudson |  | 0 | 0 | 0 | 0 | 0 | 0 | 0 | 0 | 0 | 0 | 0 | 0 | 0 | 0
501 | 472 | Cornell University Agricultural Experiment Station (CUAES) |  | 0 | 0 | 0 | 0 | 0 | 0 | 0 | 0 | 0 | 0 | 0 | 0 | 0 | 0
502 | 519 | Orange Solar One |  | 0 | 0 | 0 | 0 | 0 | 0 | 0 | 0 | 0 | 0 | 0 | 0 | 0 | 0
503 | 520 | EsopuSol |  | 0 | 0 | 0 | 0 | 0 | 0 | 0 | 0 | 0 | 0 | 0 | 0 | 0 | 0
504 | 521 | Dimension Fabricators |  | 0 | 0 | 0 | 0 | 0 | 0 | 0 | 0 | 0 | 0 | 0 | 0 | 0 | 0
505 | 508 | Mount Vernon High School |  | 0 | 0 | 0 | 0 | 0 | 0 | 0 | 0 | 0 | 0 | 0 | 0 | 0 | 0
506 | 522 | Poughkeepsie Day School |  | 0 | 0 | 0 | 0 | 0 | 0 | 0 | 0 | 0 | 0 | 0 | 0 | 0 | 0
507 | 523 | Mastercard International Incorporated |  | 0 | 0 | 0 | 0 | 0 | 0 | 0 | 0 | 0 | 0 | 0 | 0 | 0 | 0
508 | 524 | Target Richmond Avenue |  | 0 | 0 | 0 | 0 | 0 | 0 | 0 | 0 | 0 | 0 | 0 | 0 | 0 | 0
509 | 525 | Target Veterans Road |  | 0 | 0 | 0 | 0 | 0 | 0 | 0 | 0 | 0 | 0 | 0 | 0 | 0 | 0
511 | 579 | Sea Rise 2 |  | 120 | 980 | 0 | 0 | 0 | 0 | 0 | 0 | 0 | 0 | 0 | 0 | 1 | 1
512 | 499 | 4C Foods Corp |  | 450 | 0 | 0 | 0 | 0 | 0 | 0 | 0 | 0 | 0 | 0 | 0 | 1 | 1
513 | 526 | Greenpark Care Center |  | 150 | 0 | 0 | 0 | 0 | 0 | 0 | 0 | 0 | 0 | 0 | 0 | 1 | 1
514 | 527 | Twin Birch |  | 120 | 0 | 0 | 0 | 0 | 0 | 0 | 0 | 0 | 0 | 0 | 0 | 1 | 1
515 | 528 | Pepsi Co. |  | 1460 | 0 | 0 | 0 | 0 | 0 | 0 | 0 | 0 | 0 | 0 | 0 | 1 | 1
516 | 529 | Macy's East |  | 1050 | 0 | 0 | 0 | 0 | 0 | 0 | 0 | 0 | 0 | 0 | 0 | 1 | 1
517 | 530 | Long Island Jewish Medical Center |  | 3000 | 0 | 0 | 0 | 0 | 0 | 0 | 0 | 0 | 0 | 0 | 0 | 1 | 1
518 | 279 | Harbec Plastics |  | 1000 | 0 | 0 | 0 | 0 | 0 | 0 | 0 | 0 | 0 | 0 | 0 | 1 | 2
519 | 531 | Schwab House |  | 300 | 0 | 0 | 0 | 0 | 0 | 0 | 0 | 0 | 0 | 0 | 0 | 1 | 1
520 | 532 | NY Presbyterian Hospital |  | 7500 | 0 | 0 | 0 | 0 | 0 | 0 | 0 | 0 | 0 | 0 | 0 | 1 | 1
521 | 533 | Hilton - New York |  | 200 | 0 | 0 | 0 | 0 | 0 | 0 | 0 | 0 | 0 | 0 | 0 | 1 | 1
522 | 584 | Utica College |  | 1100 | 0 | 0 | 0 | 0 | 0 | 0 | 0 | 0 | 0 | 0 | 0 | 1 | 1
523 | 585 | St. Lukes Hospital |  | 2200 | 0 | 0 | 0 | 0 | 0 | 0 | 0 | 0 | 0 | 0 | 0 | 1 | 1
524 | 588 | St. Lukes Home |  | 330 | 0 | 0 | 0 | 0 | 0 | 0 | 0 | 0 | 0 | 0 | 0 | 1 | 1
525 | 578 | Sea Park West |  | 150 | 0 | 0 | 0 | 0 | 0 | 0 | 0 | 0 | 0 | 0 | 0 | 1 | 1
526 | 470 | Gloversville Johnstown WWTP |  | 700 | 0 | 0 | 0 | 0 | 0 | 0 | 0 | 0 | 0 | 0 | 0 | 1 | 1
527 | 534 | 1211 Avenue of the Americas |  | 400 | 0 | 0 | 0 | 0 | 0 | 0 | 0 | 0 | 0 | 0 | 0 | 1 | 1
528 | 111 | Big Geyser, Inc. |  | 201.19 | 0 | 0 | 0 | 0 | 0 | 0 | 0 | 0 | 0 | 0 | 0 | 1 | 1
529 | 280 | Cooper Union - 41 Cooper Square |  | 250 | 0 | 0 | 0 | 0 | 0 | 0 | 0 | 0 | 0 | 0 | 0 | 1 | 1
530 | 264 | Rochester Institute of Technology (RIT) | Rochester Institute of Technology (RIT) | 400 | 0 | 0 | 0 | 0 | 0 | 0 | 0 | 0 | 0 | 0 | 0 | 1 | 1
531 | 131 | Jetro Cash and Carry |  | 902.52 | 0 | 0 | 0 | 0 | 0 | 0 | 0 | 0 | 0 | 0 | 0 | 1 | 1
532 | 197 | Fed Ex Ground |  | 347.875 | 0 | 0 | 0 | 0 | 0 | 0 | 0 | 0 | 0 | 0 | 0 | 1 | 1
533 | 214 | Terrace Gardens 1 |  | 100 | 700 | 0 | 0 | 0 | 0 | 0 | 0 | 0 | 0 | 0 | 0 | 1 | 1
534 | 223 | Diamond Saw Mill |  | 67.83 | 0 | 0 | 0 | 0 | 0 | 0 | 0 | 0 | 0 | 0 | 0 | 1 | 1
535 | 223 | Diamond Saw Mill |  | 132.09 | 0 | 0 | 0 | 0 | 0 | 0 | 0 | 0 | 0 | 0 | 0 | 1 | 1
536 | 223 | Diamond Saw Mill |  | 60.69 | 0 | 0 | 0 | 0 | 0 | 0 | 0 | 0 | 0 | 0 | 0 | 1 | 1
537 | 250 | The Bay Club: Tower 1 |  | 75 | 523 | 0 | 0 | 0 | 0 | 0 | 0 | 0 | 0 | 0 | 0 | 1 | 1
538 | 257 | Mt. Kisco |  | 85.68 | 0 | 0 | 0 | 0 | 0 | 0 | 0 | 0 | 0 | 0 | 0 | 1 | 1
539 | 257 | Mt. Kisco |  | 953.19 | 0 | 0 | 0 | 0 | 0 | 0 | 0 | 0 | 0 | 0 | 0 | 1 | 1
540 | 257 | Mt. Kisco |  | 628.32 | 0 | 0 | 0 | 0 | 0 | 0 | 0 | 0 | 0 | 0 | 0 | 1 | 1
541 | 257 | Mt. Kisco |  | 128.52 | 0 | 0 | 0 | 0 | 0 | 0 | 0 | 0 | 0 | 0 | 0 | 1 | 1
542 | 257 | Mt. Kisco |  | 53.55 | 0 | 0 | 0 | 0 | 0 | 0 | 0 | 0 | 0 | 0 | 0 | 1 | 1
543 | 343 | Staten Island Mall |  | 238.7 | 0 | 0 | 0 | 0 | 0 | 0 | 0 | 0 | 0 | 0 | 0 | 1 | 1
544 | 343 | Staten Island Mall |  | 184.14 | 0 | 0 | 0 | 0 | 0 | 0 | 0 | 0 | 0 | 0 | 0 | 1 | 1
545 | 343 | Staten Island Mall |  | 286.44 | 0 | 0 | 0 | 0 | 0 | 0 | 0 | 0 | 0 | 0 | 0 | 1 | 1
546 | 535 | New York City School Q204 |  | 159.21 | 0 | 0 | 0 | 0 | 0 | 0 | 0 | 0 | 0 | 0 | 0 | 1 | 1
547 | 420 | SunStream Hudson |  | 2695.68 | 0 | 0 | 0 | 0 | 0 | 0 | 0 | 0 | 0 | 0 | 0 | 1 | 1
548 | 472 | Cornell University Agricultural Experiment Station (CUAES) |  | 2827.2 | 0 | 0 | 0 | 0 | 0 | 0 | 0 | 0 | 0 | 0 | 0 | 1 | 1
549 | 508 | Mount Vernon High School |  | 150 | 784 | 0 | 0 | 0 | 0 | 0 | 0 | 0 | 0 | 0 | 0 | 1 | 1
550 | 519 | Orange Solar One |  | 217.8 | 0 | 0 | 0 | 0 | 0 | 0 | 0 | 0 | 0 | 0 | 0 | 1 | 1
551 | 520 | EsopuSol |  | 860 | 0 | 0 | 0 | 0 | 0 | 0 | 0 | 0 | 0 | 0 | 0 | 1 | 1
552 | 521 | Dimension Fabricators |  | 945.63 | 0 | 0 | 0 | 0 | 0 | 0 | 0 | 0 | 0 | 0 | 0 | 1 | 1
553 | 522 | Poughkeepsie Day School |  | 473.85 | 0 | 0 | 0 | 0 | 0 | 0 | 0 | 0 | 0 | 0 | 0 | 1 | 1
554 | 523 | Mastercard International Incorporated |  | 418 | 0 | 0 | 0 | 0 | 0 | 0 | 0 | 0 | 0 | 0 | 0 | 1 | 1
555 | 524 | Target Richmond Avenue |  | 690.1 | 0 | 0 | 0 | 0 | 0 | 0 | 0 | 0 | 0 | 0 | 0 | 1 | 1
556 | 525 | Target Veterans Road |  | 686.08 | 0 | 0 | 0 | 0 | 0 | 0 | 0 | 0 | 0 | 0 | 0 | 1 | 1
557 | 445 | Patterson Farms |  | 225 | 0 | 0 | 0 | 0 | 0 | 0 | 0 | 0 | 0 | 0 | 0 | 1 | 2
558 | 527 | Twin Birch |  | 60 | 0 | 0 | 0 | 0 | 0 | 0 | 0 | 0 | 0 | 0 | 0 | 1 | 1
559 | 527 | Twin Birch |  | 225 | 0 | 0 | 0 | 0 | 0 | 0 | 0 | 0 | 0 | 0 | 0 | 1 | 1
560 | 328 | Citylights at Queens Landing |  | 75 | 523 | 0 | 0 | 0 | 0 | 0 | 0 | 0 | 0 | 0 | 0 | 1 | 1
561 | 470 | Gloversville Johnstown WWTP |  | 375 | 0 | 0 | 0 | 0 | 0 | 0 | 0 | 0 | 0 | 0 | 0 | 1 | 2
562 | 366 | Stewart's Shops Corporation - Halfmoon |  | 1000.35 | 0 | 0 | 0 | 0 | 0 | 0 | 0 | 0 | 0 | 0 | 0 | 1 | 1
569 | 567 | Matlink Farm |  | 145 | 0 | 0 | 0 | 0 | 0 | 0 | 0 | 0 | 0 | 0 | 0 | 1 | 2
570 | 587 | Hamilton Fulton Montgomery BOCES |  | 724.68 | 0 | 0 | 0 | 0 | 0 | 0 | 0 | 0 | 0 | 0 | 0 | 1 | 1
571 | 589 | Madison County |  | 2441.88 | 0 | 0 | 0 | 0 | 0 | 0 | 0 | 0 | 0 | 0 | 0 | 1 | 1
572 | 590 | Swiss Re Management Corporation |  | 2702 | 0 | 0 | 0 | 0 | 0 | 0 | 0 | 0 | 0 | 0 | 0 | 1 | 1
573 | 591 | Mohawk Valley Solar |  | 2993.8 | 0 | 0 | 0 | 0 | 0 | 0 | 0 | 0 | 0 | 0 | 0 | 1 | 1
574 | 592 | ACM Medical Laboratory |  | 486.88 | 0 | 0 | 0 | 0 | 0 | 0 | 0 | 0 | 0 | 0 | 0 | 1 | 1
575 | 593 | Seneca Nation of Indians |  | 1906.08 | 0 | 0 | 0 | 0 | 0 | 0 | 0 | 0 | 0 | 0 | 0 | 1 | 1
576 | 594 | Southport LLC 2 |  | 499.79 | 0 | 0 | 0 | 0 | 0 | 0 | 0 | 0 | 0 | 0 | 0 | 1 | 1
577 | 595 | General Electric |  | 2257.2 | 0 | 0 | 0 | 0 | 0 | 0 | 0 | 0 | 0 | 0 | 0 | 1 | 1
578 | 596 | Stop&Shop Peekskill |  | 210 | 0 | 0 | 0 | 0 | 0 | 0 | 0 | 0 | 0 | 0 | 0 | 1 | 1
579 | 599 | Elbee Gardens Apartments |  | 100 | 700 | 0 | 0 | 0 | 0 | 0 | 0 | 0 | 0 | 0 | 0 | 1 | 1
580 | 502 | Steel Sun - Main Street / Amherst Campus |  | 2035.5 | 0 | 0 | 0 | 0 | 0 | 0 | 0 | 0 | 0 | 0 | 0 | 1 | 1
581 | 598 | Town of Holland |  | 307.53 | 0 | 0 | 0 | 0 | 0 | 0 | 0 | 0 | 0 | 0 | 0 | 1 | 1
582 | 600 | Davidson Chevrolet - Gillette Road |  | 660.96 | 0 | 0 | 0 | 0 | 0 | 0 | 0 | 0 | 0 | 0 | 0 | 1 | 1
583 | 602 | Saratoga Springs - Weibel Avenue |  | 2597.4 | 0 | 0 | 0 | 0 | 0 | 0 | 0 | 0 | 0 | 0 | 0 | 1 | 1
584 | 603 | Adirondack Farms |  | 633 | 0 | 0 | 0 | 0 | 0 | 0 | 0 | 0 | 0 | 0 | 0 | 1 | 2
585 | 606 | Morrisania Apartments |  | 100 | 700 | 0 | 0 | 0 | 0 | 0 | 0 | 0 | 0 | 0 | 0 | 1 | 1
586 | 604 | Hobart William Smith Colleges - Gates Road |  | 2550.06 | 0 | 0 | 0 | 0 | 0 | 0 | 0 | 0 | 0 | 0 | 0 | 1 | 1
587 | 605 | John Murray House |  | 75 | 520 | 0 | 0 | 0 | 0 | 0 | 0 | 0 | 0 | 0 | 0 | 1 | 1
588 | 607 | Home Depot Cropsey #1256 |  | 210 | 0 | 0 | 0 | 0 | 0 | 0 | 0 | 0 | 0 | 0 | 0 | 1 | 1
589 | 608 | Home Depot #1251 |  | 210 | 0 | 0 | 0 | 0 | 0 | 0 | 0 | 0 | 0 | 0 | 0 | 1 | 1
590 | 609 | Home Depot Starrett City #6152 |  | 210 | 0 | 0 | 0 | 0 | 0 | 0 | 0 | 0 | 0 | 0 | 0 | 1 | 1
591 | 610 | Home Depot Staten Island #1281 |  | 210 | 0 | 0 | 0 | 0 | 0 | 0 | 0 | 0 | 0 | 0 | 0 | 1 | 1
592 | 611 | Home Depot Staten Island #1249 |  | 210 | 0 | 0 | 0 | 0 | 0 | 0 | 0 | 0 | 0 | 0 | 0 | 1 | 1
593 | 612 | Home Depot #1215 |  | 210 | 0 | 0 | 0 | 0 | 0 | 0 | 0 | 0 | 0 | 0 | 0 | 1 | 1
595 | 614 | GE Healthcare Troy |  | 954.72 | 0 | 0 | 0 | 0 | 0 | 0 | 0 | 0 | 0 | 0 | 0 | 1 | 1
596 | 615 | JMDH Real Estate of Maspeth Warehouse, LLC |  | 784.53 | 0 | 0 | 0 | 0 | 0 | 0 | 0 | 0 | 0 | 0 | 0 | 1 | 1
597 | 616 | Jetro Port Chester |  | 1104.92 | 0 | 0 | 0 | 0 | 0 | 0 | 0 | 0 | 0 | 0 | 0 | 1 | 1
598 | 617 | City of Oneida Solar |  | 2026.08 | 0 | 0 | 0 | 0 | 0 | 0 | 0 | 0 | 0 | 0 | 0 | 1 | 1
599 | 618 | Manhattan Beer Distributor - Suffern |  | 345.15 | 0 | 0 | 0 | 0 | 0 | 0 | 0 | 0 | 0 | 0 | 0 | 1 | 1
600 | 583 | Christian Cultural Center |  | 259.64 | 0 | 0 | 0 | 0 | 0 | 0 | 0 | 0 | 0 | 0 | 0 | 1 | 1
601 | 586 | Town of Ontario WWTP |  | 2833.4 | 0 | 0 | 0 | 0 | 0 | 0 | 0 | 0 | 0 | 0 | 0 | 1 | 1
602 | 601 | Green Hills Home For Adults |  | 35 | 204 | 0 | 0 | 0 | 0 | 0 | 0 | 0 | 0 | 0 | 0 | 1 | 1
603 | 619 | Diamond 333 Phase 2 |  | 441 | 0 | 0 | 0 | 0 | 0 | 0 | 0 | 0 | 0 | 0 | 0 | 1 | 1
604 | 620 | Solean East 1 (North) |  | 2708.55 | 0 | 0 | 0 | 0 | 0 | 0 | 0 | 0 | 0 | 0 | 0 | 1 | 1
605 | 621 | Solean East 2 (South) |  | 2708.55 | 0 | 0 | 0 | 0 | 0 | 0 | 0 | 0 | 0 | 0 | 0 | 1 | 1
606 | 622 | Solean West |  | 1995.84 | 0 | 0 | 0 | 0 | 0 | 0 | 0 | 0 | 0 | 0 | 0 | 1 | 1
607 | 623 | Young Shing Trading |  | 538.68 | 0 | 0 | 0 | 0 | 0 | 0 | 0 | 0 | 0 | 0 | 0 | 1 | 1
608 | 624 | Big Flats Innovation Center |  | 1000 | 11400 | 0 | 0 | 0 | 0 | 0 | 0 | 0 | 0 | 0 | 0 | 1 | 1
609 | 625 | Findlay Plaza |  | 200 | 0 | 0 | 0 | 0 | 0 | 0 | 0 | 0 | 0 | 0 | 0 | 1 | 1
610 | 626 | Camden Solar Farm |  | 2446.74 | 0 | 0 | 0 | 0 | 0 | 0 | 0 | 0 | 0 | 0 | 0 | 1 | 1
611 | 627 | South Hill Business Campus |  | 500 | 0 | 0 | 0 | 0 | 0 | 0 | 0 | 0 | 0 | 0 | 0 | 1 | 1
612 | 628 | Bay Park 1 |  | 300 | 1656 | 0 | 0 | 0 | 0 | 0 | 0 | 0 | 0 | 0 | 0 | 1 | 1
613 | 629 | Bay Park 2 |  | 300 | 1656 | 0 | 0 | 0 | 0 | 0 | 0 | 0 | 0 | 0 | 0 | 1 | 1
614 | 630 | Baer Road |  | 2754.05 | 0 | 0 | 0 | 0 | 0 | 0 | 0 | 0 | 0 | 0 | 0 | 1 | 1
615 | 631 | Lake Breeze Fruit Farm |  | 1080 | 0 | 0 | 0 | 0 | 0 | 0 | 0 | 0 | 0 | 0 | 0 | 1 | 1
616 | 632 | Candor Central School District |  | 1077.12 | 0 | 0 | 0 | 0 | 0 | 0 | 0 | 0 | 0 | 0 | 0 | 1 | 1
617 | 633 | Mecklenburg Solar |  | 2334.72 | 0 | 0 | 0 | 0 | 0 | 0 | 0 | 0 | 0 | 0 | 0 | 1 | 1
618 | 557 | SUNY ESF |  | 275 | 0 | 0 | 0 | 0 | 0 | 0 | 0 | 0 | 0 | 0 | 0 | 1 | 1
619 | 634 | Albany Broadcasting Co. |  | 2722.2 | 0 | 0 | 0 | 0 | 0 | 0 | 0 | 0 | 0 | 0 | 0 | 1 | 1
620 | 635 | Glenwood - Liberty Plaza |  | 0 | 0 | 100 | 400 | 0 | 0 | 0 | 0 | 0 | 0 | 0 | 0 | 1 | 1
621 | 636 | Glenwood - Emerald Green |  | 0 | 0 | 100 | 400 | 0 | 0 | 0 | 0 | 0 | 0 | 0 | 0 | 1 | 1
622 | 637 | Glenwood - Barclay Tower |  | 0 | 0 | 225 | 2000 | 0 | 0 | 0 | 0 | 0 | 0 | 0 | 0 | 1 | 1
623 | 638 | Glenwood - The Brittany |  | 0 | 0 | 100 | 400 | 0 | 0 | 0 | 0 | 0 | 0 | 0 | 0 | 1 | 1
624 | 639 | Glenwood - The Barclay |  | 0 | 0 | 100 | 400 | 0 | 0 | 0 | 0 | 0 | 0 | 0 | 0 | 1 | 1
625 | 640 | Glenwood - Paramount Tower |  | 0 | 0 | 100 | 400 | 0 | 0 | 0 | 0 | 0 | 0 | 0 | 0 | 1 | 1
627 | 642 | Glenwood - Crystal Green |  | 0 | 0 | 125 | 300 | 0 | 0 | 0 | 0 | 0 | 0 | 0 | 0 | 1 | 1
628 | 643 | Glenwood - The Bristol |  | 0 | 0 | 100 | 400 | 0 | 0 | 0 | 0 | 0 | 0 | 0 | 0 | 1 | 1
629 | 644 | Glenwood - The Lucerne |  | 0 | 0 | 100 | 400 | 0 | 0 | 0 | 0 | 0 | 0 | 0 | 0 | 1 | 1
630 | 645 | Glenwood - Grand Tier |  | 0 | 0 | 100 | 400 | 0 | 0 | 0 | 0 | 0 | 0 | 0 | 0 | 1 | 1
631 | 646 | Glenwood - Briar Hill |  | 0 | 0 | 125 | 200 | 0 | 0 | 0 | 0 | 0 | 0 | 0 | 0 | 1 | 1
632 | 647 | Glenwood - Hawthorn Park |  | 0 | 0 | 125 | 500 | 0 | 0 | 0 | 0 | 0 | 0 | 0 | 0 | 1 | 1
633 | 648 | Glenwood - The Fairmont |  | 0 | 0 | 125 | 300 | 0 | 0 | 0 | 0 | 0 | 0 | 0 | 0 | 1 | 1
634 | 422 | Marcus Garvey Apartments |  | 420 | 0 | 0 | 0 | 0 | 0 | 0 | 0 | 0 | 0 | 0 | 0 | 1 | 1
635 | 649 | The Westport |  | 160 | 815 | 0 | 0 | 0 | 0 | 0 | 0 | 0 | 0 | 0 | 0 | 1 | 1
636 | 650 | 7-Eleven |  | 0 | 0 | 27.2 | 96 | 0 | 0 | 0 | 0 | 0 | 0 | 0 | 0 | 1 | 1
637 | 651 | UPS Distribution Center |  | 0 | 0 | 153 | 288 | 0 | 0 | 0 | 0 | 0 | 0 | 0 | 0 | 3 | 3
638 | 652 | Walgreens Store #2122 |  | 0 | 0 | 27 | 64 | 0 | 0 | 0 | 0 | 0 | 0 | 0 | 0 | 1 | 1
639 | 653 | AMC Loews Port Chester |  | 0 | 0 | 36 | 72 | 0 | 0 | 0 | 0 | 0 | 0 | 0 | 0 | 1 | 1
640 | 654 | Stephentown Spindle |  | 0 | 0 | 20000 | 5000 | 0 | 0 | 0 | 0 | 0 | 0 | 0 | 0 | 1 | 1
641 | 655 | Monroe County A |  | 2387.88 | 0 | 0 | 0 | 0 | 0 | 0 | 0 | 0 | 0 | 0 | 0 | 1 | 1
642 | 656 | Silver Towers - Kew Gardens |  | 100 | 613 | 0 | 0 | 0 | 0 | 0 | 0 | 0 | 0 | 0 | 0 | 1 | 1
643 | 665 | Monroe County B |  | 2387.88 | 0 | 0 | 0 | 0 | 0 | 0 | 0 | 0 | 0 | 0 | 0 | 1 | 1
644 | 666 | Monroe County C |  | 2858.22 | 0 | 0 | 0 | 0 | 0 | 0 | 0 | 0 | 0 | 0 | 0 | 1 | 1
645 | 667 | Monroe County D |  | 2858.22 | 0 | 0 | 0 | 0 | 0 | 0 | 0 | 0 | 0 | 0 | 0 | 1 | 1
646 | 668 | Monroe County E |  | 2823.12 | 0 | 0 | 0 | 0 | 0 | 0 | 0 | 0 | 0 | 0 | 0 | 1 | 1
647 | 669 | Oneida County DPW |  | 1992.6 | 0 | 0 | 0 | 0 | 0 | 0 | 0 | 0 | 0 | 0 | 0 | 1 | 1
648 | 670 | Jefferson-Lewis BOCES |  | 2630.61 | 0 | 0 | 0 | 0 | 0 | 0 | 0 | 0 | 0 | 0 | 0 | 1 | 1
649 | 671 | Interfaith Medical Center |  | 300 | 1839 | 0 | 0 | 0 | 0 | 0 | 0 | 0 | 0 | 0 | 0 | 1 | 1
650 | 672 | Town of Wawarsing |  | 1123.2 | 0 | 0 | 0 | 0 | 0 | 0 | 0 | 0 | 0 | 0 | 0 | 1 | 1
651 | 673 | Best Equities LLC |  | 347.14 | 0 | 0 | 0 | 0 | 0 | 0 | 0 | 0 | 0 | 0 | 0 | 1 | 1
652 | 674 | Town of Greece |  | 286.65 | 0 | 0 | 0 | 0 | 0 | 0 | 0 | 0 | 0 | 0 | 0 | 1 | 1
653 | 675 | J Kings Food Service 1 |  | 439.28 | 0 | 0 | 0 | 0 | 0 | 0 | 0 | 0 | 0 | 0 | 0 | 1 | 1
654 | 676 | J Kings Food Service 2 |  | 331.84 | 0 | 0 | 0 | 0 | 0 | 0 | 0 | 0 | 0 | 0 | 0 | 1 | 1
655 | 678 | Courtyard New York Downtown Manhattan/World Trade Center Area |  | 130 | 776 | 0 | 0 | 0 | 0 | 0 | 0 | 0 | 0 | 0 | 0 | 1 | 1
656 | 679 | EVEN Hotel New York - Midtown East |  | 130 | 776 | 0 | 0 | 0 | 0 | 0 | 0 | 0 | 0 | 0 | 0 | 1 | 1
657 | 657 | Compass Residences |  | 130 | 776 | 0 | 0 | 0 | 0 | 0 | 0 | 0 | 0 | 0 | 0 | 1 | 1
658 | 677 | City of Rochester |  | 2635.11 | 0 | 0 | 0 | 0 | 0 | 0 | 0 | 0 | 0 | 0 | 0 | 1 | 1
659 | 659 | City of Utica 2 |  | 1442.7 | 0 | 0 | 0 | 0 | 0 | 0 | 0 | 0 | 0 | 0 | 0 | 1 | 1
660 | 660 | Shames JCC on the Hudson |  | 249.04 | 0 | 0 | 0 | 0 | 0 | 0 | 0 | 0 | 0 | 0 | 0 | 1 | 1
661 | 661 | Hudson City School District |  | 1221.12 | 0 | 0 | 0 | 0 | 0 | 0 | 0 | 0 | 0 | 0 | 0 | 1 | 1
662 | 662 | College of Mount St. Vincent |  | 532.53 | 0 | 0 | 0 | 0 | 0 | 0 | 0 | 0 | 0 | 0 | 0 | 1 | 1
663 | 663 | Warwick Valley Central School District |  | 2438.46 | 0 | 0 | 0 | 0 | 0 | 0 | 0 | 0 | 0 | 0 | 0 | 1 | 1
664 | 664 | Onondaga County Jamesville Penitentiary |  | 2468.67 | 0 | 0 | 0 | 0 | 0 | 0 | 0 | 0 | 0 | 0 | 0 | 1 | 1
665 | 680 | Lockheed Martin Syracuse |  | 0 | 0 | 1000 | 1400 | 0 | 0 | 0 | 0 | 0 | 0 | 0 | 0 | 1 | 1
666 | 681 | Red Hook Recreation Center |  | 0 | 0 | 6 | 21 | 0 | 0 | 0 | 0 | 0 | 0 | 0 | 0 | 1 | 1
667 | 657 | Compass Residences |  | 65 | 388 | 0 | 0 | 0 | 0 | 0 | 0 | 0 | 0 | 0 | 0 | 1 | 1
668 | 657 | Compass Residences |  | 65 | 388 | 0 | 0 | 0 | 0 | 0 | 0 | 0 | 0 | 0 | 0 | 1 | 1
669 | 682 | Riverwalk Point |  | 65 | 388 | 0 | 0 | 0 | 0 | 0 | 0 | 0 | 0 | 0 | 0 | 1 | 1
670 | 683 | One North Fourth |  | 200 | 811 | 0 | 0 | 0 | 0 | 0 | 0 | 0 | 0 | 0 | 0 | 1 | 1
671 | 684 | Hudson Yards New York |  | 1200 | 5248.8 | 0 | 0 | 0 | 0 | 0 | 0 | 0 | 0 | 0 | 0 | 1 | 1
672 | 685 | The Parkline |  | 65 | 388 | 0 | 0 | 0 | 0 | 0 | 0 | 0 | 0 | 0 | 0 | 1 | 1
673 | 686 | Morris Avenue Apartments |  | 65 | 388 | 0 | 0 | 0 | 0 | 0 | 0 | 0 | 0 | 0 | 0 | 1 | 1
674 | 687 | Birchwood Towers - The Bel Air |  | 65 | 388 | 0 | 0 | 0 | 0 | 0 | 0 | 0 | 0 | 0 | 0 | 1 | 1
675 | 688 | Hunters Point South A | Hunters Point South A | 130 | 776 | 0 | 0 | 0 | 0 | 0 | 0 | 0 | 0 | 0 | 0 | 1 | 1
676 | 689 | Fordham University | Fordham University - 41220A | 2600.32 | 0 | 0 | 0 | 0 | 0 | 0 | 0 | 0 | 0 | 0 | 0 | 1 | 1
678 | 690 | Riu Plaza NE | Riu Hotel New York | 325 | 1940 | 0 | 0 | 0 | 0 | 0 | 0 | 0 | 0 | 0 | 0 | 1 | 1
679 | 691 | Riu Plaza New York Times Square Hotel | Riu Hotel Times Square | 130 | 776 | 0 | 0 | 0 | 0 | 0 | 0 | 0 | 0 | 0 | 0 | 1 | 1
680 | 692 | Fordham Prep School | Fordham Prep School - 73337 | 499.8 | 0 | 0 | 0 | 0 | 0 | 0 | 0 | 0 | 0 | 0 | 0 | 1 | 1
681 | 693 | River Park Residences | River Park Residences | 1000 | 4055 | 0 | 0 | 0 | 0 | 0 | 0 | 0 | 0 | 0 | 0 | 1 | 1
682 | 694 | The San Remo | San Remo | 195 | 1164 | 0 | 0 | 0 | 0 | 0 | 0 | 0 | 0 | 0 | 0 | 1 | 1
683 | 695 | The Excelsior | Excelsior | 200 | 1226 | 0 | 0 | 0 | 0 | 0 | 0 | 0 | 0 | 0 | 0 | 1 | 1
684 | 696 | Hunters Point South B | Hunters Point South B | 65 | 0 | 0 | 0 | 0 | 0 | 0 | 0 | 0 | 0 | 0 | 0 | 1 | 1
685 | 697 | Ulster County | Ulster County - 50768 | 1900.8 | 0 | 0 | 0 | 0 | 0 | 0 | 0 | 0 | 0 | 0 | 0 | 1 | 1
686 | 698 | Time Warner Cable | Time Warner Cable - 49513 | 2773.98 | 0 | 0 | 0 | 0 | 0 | 0 | 0 | 0 | 0 | 0 | 0 | 1 | 1
687 | 699 | Lamb-Lakeshore Dairy | Lamb-Lakeshore Dairy | 582 | 0 | 0 | 0 | 0 | 0 | 0 | 0 | 0 | 0 | 0 | 0 | 1 | 1
688 | 700 | SUNY New Paltz |  | 218.08 | 0 | 100 | 200 | 0 | 0 | 0 | 0 | 0 | 0 | 0 | 0 | 2 | 2
689 | 701 | Elmira Southside School |  | 0 | 0 | 0 | 0 | 0 | 0 | 1522 | 0 | 0 | 0 | 0 | 0 | 1 | 1
690 | 702 | Memorial Sloan Kettering Westchester |  | 0 | 0 | 0 | 0 | 0 | 0 | 1522 | 0 | 0 | 0 | 0 | 0 | 1 | 1
691 | 703 | Citigroup Headquarters |  | 0 | 0 | 0 | 0 | 0 | 524 | 8371 | 0 | 0 | 0 | 0 | 0 | 1 | 1
692 | 704 | Manhattan Center |  | 0 | 0 | 0 | 0 | 0 | 0 | 2800 | 0 | 0 | 0 | 0 | 0 | 1 | 1
693 | 705 | SUNY Jefferson Community College |  | 0 | 0 | 150 | 0 | 0 | 0 | 0 | 0 | 0 | 0 | 0 | 0 | 1 | 1
694 | 706 | Morgan Stanley - NYC |  | 0 | 0 | 0 | 0 | 0 | 620.7 | 4000 | 3724 | 0 | 0 | 0 | 0 | 1 | 1
695 | 707 | Credit Suisse |  | 0 | 0 | 0 | 0 | 0 | 419 | 6200 | 4985.6 | 0 | 0 | 0 | 0 | 1 | 1
696 | 708 | Regeneron Pharmaceuticals, Inc. | Regeneron Pharmaceuticals, Inc. - 103969 | 1024.65 | 0 | 0 | 0 | 0 | 0 | 0 | 0 | 0 | 0 | 0 | 0 | 1 | 1
697 | 709 | TIAA |  | 0 | 0 | 0 | 0 | 0 | 1045 | 6000 | 6270 | 0 | 0 | 0 | 0 | 1 | 1
698 | 710 | AXA Equitable Center |  | 0 | 0 | 0 | 0 | 0 | 1567.5 | 9000 | 9405 | 0 | 0 | 0 | 0 | 1 | 1
699 | 711 | Goldman Sachs Manhattan HQ |  | 0 | 0 | 2699 | 16192 | 0 | 0 | 0 | 0 | 0 | 0 | 0 | 0 | 1 | 1
700 | 712 | Rockefeller Center |  | 0 | 0 | 0 | 0 | 0 | 1428 | 8600 | 8569 | 0 | 0 | 0 | 0 | 1 | 1
701 | 713 | 55 Water Street |  | 0 | 0 | 0 | 0 | 0 | 1100 | 16200 | 16009.4 | 0 | 0 | 0 | 0 | 1 | 1
702 | 714 | 1155 Avenue of the Americas |  | 0 | 0 | 0 | 0 | 0 | 513 | 3200 | 3078 | 0 | 0 | 0 | 0 | 1 | 1
703 | 715 | Verizon Building |  | 0 | 0 | 0 | 0 | 0 | 1100 | 10000 | 0 | 0 | 0 | 0 | 0 | 1 | 1
704 | 716 | GE Global Research [Broadalbin] | GE Global Research [Broadalbin] | 2984.85 | 0 | 0 | 0 | 0 | 0 | 0 | 0 | 0 | 0 | 0 | 0 | 1 | 1
705 | 717 | GE Global Research [Amsterdam A] | GE Global Research [Amsterdam A] | 2984.85 | 0 | 0 | 0 | 0 | 0 | 0 | 0 | 0 | 0 | 0 | 0 | 1 | 1
706 | 718 | GE Global Research [Amsterdam B] | GE Global Research [Amsterdam B] | 2984.85 | 0 | 0 | 0 | 0 | 0 | 0 | 0 | 0 | 0 | 0 | 0 | 1 | 1
707 | 719 | GE Global Research [Delanson A] | GE Global Research [Delanson A] | 2984.85 | 0 | 0 | 0 | 0 | 0 | 0 | 0 | 0 | 0 | 0 | 0 | 1 | 1
708 | 720 | GE Global Research [Johnstown A] | GE Global Research [Johnstown A] | 2984.85 | 0 | 0 | 0 | 0 | 0 | 0 | 0 | 0 | 0 | 0 | 0 | 1 | 1
709 | 721 | GE Global Research [Sharon Springs] | GE Global Research [Sharon Springs] | 2984.85 | 0 | 0 | 0 | 0 | 0 | 0 | 0 | 0 | 0 | 0 | 0 | 1 | 1
710 | 722 | Broome County - 399 Broome Corp Pkwy | Broome County - 399 Broome Corp Pkwy - PV Systems | 2791.86 | 0 | 0 | 0 | 0 | 0 | 0 | 0 | 0 | 0 | 0 | 0 | 1 | 1
711 | 723 | Broome County - 375 Broome Corp Pkwy | Broome County - 375 Broome Corp Pkwy - PV Systems | 2485.96 | 0 | 0 | 0 | 0 | 0 | 0 | 0 | 0 | 0 | 0 | 0 | 1 | 1
712 | 724 | Oswego County Fulton | Oswego County Fulton | 2509.14 | 0 | 0 | 0 | 0 | 0 | 0 | 0 | 0 | 0 | 0 | 0 | 1 | 1
714 | 726 | City of Beacon | City of Beacon | 2794.68 | 0 | 0 | 0 | 0 | 0 | 0 | 0 | 0 | 0 | 0 | 0 | 1 | 1
715 | 727 | Anheuser Busch LLC (NY 15 0107) | Anheuser Busch LLC (NY 15 0107) | 2756.52 | 0 | 0 | 0 | 0 | 0 | 0 | 0 | 0 | 0 | 0 | 0 | 1 | 1
716 | 728 | St. Lawrence University (NY 14 0111) | St. Lawrence University (NY 14 0111) | 2906.46 | 0 | 0 | 0 | 0 | 0 | 0 | 0 | 0 | 0 | 0 | 0 | 1 | 1
717 | 729 | Time Warner Cable Enterprises LLC (NY 14 0188) | Time Warner Cable Enterprises LLC (NY 14 0188) | 2843.1 | 0 | 0 | 0 | 0 | 0 | 0 | 0 | 0 | 0 | 0 | 0 | 1 | 1
718 | 730 | Glenn Gardens Apartments | Glenn Gardens Apartments | 200 | 1400 | 0 | 0 | 0 | 0 | 0 | 0 | 0 | 0 | 0 | 0 | 1 | 1
719 | 731 | SUNY Poly Perth | SUNY Poly Perth | 5230 | 0 | 0 | 0 | 0 | 0 | 0 | 0 | 0 | 0 | 0 | 0 | 2 | 2
720 | 732 | Wal-Mart Stores Inc. - 8005 Call Pkwy | Wal-Mart Stores Inc. - 8005 Call Pkwy | 2828.15 | 0 | 0 | 0 | 0 | 0 | 0 | 0 | 0 | 0 | 0 | 0 | 1 | 1
721 | 733 | Town of Grand Island - 7755 Oak Orchard Road | Town of Grand Island - 7755 Oak Orchard Road | 2902.44 | 0 | 0 | 0 | 0 | 0 | 0 | 0 | 0 | 0 | 0 | 0 | 1 | 1
722 | 734 | Praxair - 8169 Bank Street Road | Praxair - 8169 Bank Street Road | 2828.15 | 0 | 0 | 0 | 0 | 0 | 0 | 0 | 0 | 0 | 0 | 0 | 1 | 1
723 | 735 | Barton Mines Company, LLC - 28 Barton Mines Lane | Barton Mines Company, LLC - 28 Barton Mines Lane | 2692.8 | 0 | 0 | 0 | 0 | 0 | 0 | 0 | 0 | 0 | 0 | 0 | 1 | 1
724 | 736 | General Electric (19th Hole Solar) | General Electric (19th Hole Solar) | 10460 | 0 | 0 | 0 | 0 | 0 | 0 | 0 | 0 | 0 | 0 | 0 | 4 | 4
725 | 737 | NYU Langone Medical Center | NYU Langone Medical Center | 9820 | 127000 | 0 | 0 | 0 | 0 | 0 | 0 | 0 | 0 | 0 | 0 | 1 | 2
726 | 738 | Daroga Power - 2016 Pitkin Ave | Daroga Power - 2016 Pitkin Ave | 414.75 | 0 | 0 | 0 | 0 | 0 | 0 | 0 | 0 | 0 | 0 | 0 | 1 | 1
727 | 739 | Finger Lakes Extrusion Corporation - 2437 Route 21 | Finger Lakes Extrusion Corporation - 2437 Route 21 | 555.56 | 0 | 0 | 0 | 0 | 0 | 0 | 0 | 0 | 0 | 0 | 0 | 1 | 1
728 | 740 | Columbia University - 124 Johnson Road | Columbia University - 124 Johnson Road | 2902 | 0 | 0 | 0 | 0 | 0 | 0 | 0 | 0 | 0 | 0 | 0 | 1 | 1
729 | 741 | Columbia University - 234 State Line Road | Columbia University - 234 State Line Road | 2902 | 0 | 0 | 0 | 0 | 0 | 0 | 0 | 0 | 0 | 0 | 0 | 1 | 1
730 | 742 | City of Utica - 583A Five Mile Line Road | City of Utica - 583A Five Mile Line Road | 1981.44 | 0 | 0 | 0 | 0 | 0 | 0 | 0 | 0 | 0 | 0 | 0 | 1 | 1
731 | 743 | Onondaga County Oak Orchard WWTP - 4300 Oak Orchard Road | Onondaga County Oak Orchard WWTP - 4300 Oak Orchard Road | 2522.96 | 0 | 0 | 0 | 0 | 0 | 0 | 0 | 0 | 0 | 0 | 0 | 1 | 1
732 | 745 | Cornell University - 1 Main Street | Cornell University - 1 Main Street | 847.67 | 0 | 0 | 0 | 0 | 0 | 0 | 0 | 0 | 0 | 0 | 0 | 1 | 1
733 | 746 | Erie County (Alden) - 11581 Walden Avenue | Erie County (Alden) - 11581 Walden Avenue | 2461.09 | 0 | 0 | 0 | 0 | 0 | 0 | 0 | 0 | 0 | 0 | 0 | 1 | 1
734 | 747 | County of Lewis - 5252 Outer Stowe Street | County of Lewis - 5252 Outer Stowe Street | 2461.09 | 0 | 0 | 0 | 0 | 0 | 0 | 0 | 0 | 0 | 0 | 0 | 1 | 1
736 | 749 | Mather Hospital |  | 0 | 0 | 0 | 0 | 0 | 0 | 0 | 0 | 0 | 0 | 0 | 0 | 1 | 1
737 | 750 | Brooklyn Army Terminal |  | 0 | 0 | 100 | 720 | 0 | 0 | 0 | 0 | 0 | 0 | 0 | 0 | 1 | 1
738 | 751 | Cornell University Weinhold Chilled Water Plant |  | 0 | 0 | 0 | 0 | 0 | 5000 | 30000 | 1228680 | 0 | 0 | 0 | 0 | 1 | 1
739 | 752 | East Hampton Energy Storage Center |  | 0 | 0 | 5000 | 40000 | 0 | 0 | 0 | 0 | 0 | 0 | 0 | 0 | 1 | 1
740 | 753 | SUNY Polytechnic 1 of 5 - 5813B Route 30 | SUNY Polytechnic 1 of 5 - 5813B Route 30 | 2789.64 | 0 | 0 | 0 | 0 | 0 | 0 | 0 | 0 | 0 | 0 | 0 | 1 | 1
741 | 754 | SUNY Polytechnic 2 of 5 - 5813C Route 30 | SUNY Polytechnic 2 of 5 - 5813C Route 30 | 2789.64 | 0 | 0 | 0 | 0 | 0 | 0 | 0 | 0 | 0 | 0 | 0 | 1 | 1
742 | 755 | SUNY Polytechnic 3 of 5 - 5813A Route 30 | SUNY Polytechnic 3 of 5 - 5813A Route 30 | 2789.64 | 0 | 0 | 0 | 0 | 0 | 0 | 0 | 0 | 0 | 0 | 0 | 1 | 1
743 | 756 | SUNY RF, on behalf of SUNY Polytechnic - 218 Buckley Road | SUNY RF, on behalf of SUNY Polytechnic - 218 Buckley Road | 5657.6 | 0 | 0 | 0 | 0 | 0 | 0 | 0 | 0 | 0 | 0 | 0 | 2 | 2
744 | 757 | SUNY RF, on behalf of SUNY Polytechnic 11 - Old Stage Road | SUNY RF, on behalf of SUNY Polytechnic 11 - Old Stage Road | 2828.8 | 0 | 0 | 0 | 0 | 0 | 0 | 0 | 0 | 0 | 0 | 0 | 1 | 1
745 | 758 | SUNY RF, on behalf of SUNY Polytechnic 12 - 0 Greenmount Cemetery | SUNY RF, on behalf of SUNY Polytechnic 12 - 0 Greenmount Cemetery | 2567.8 | 0 | 0 | 0 | 0 | 0 | 0 | 0 | 0 | 0 | 0 | 0 | 1 | 1
746 | 759 | Greene County - 84 Volunteer Drive | Greene County - 84 Volunteer Drive | 2271.64 | 0 | 0 | 0 | 0 | 0 | 0 | 0 | 0 | 0 | 0 | 0 | 1 | 1
747 | 760 | Town of Wawayanda - 80 Ridgebury Hill Road | Town of Wawayanda - 80 Ridgebury Hill Road | 442.68 | 0 | 0 | 0 | 0 | 0 | 0 | 0 | 0 | 0 | 0 | 0 | 1 | 1
748 | 761 | The Research Found - 519 Route 151 (South A) | The Research Found - 519 Route 151 (South A) | 2432 | 0 | 0 | 0 | 0 | 0 | 0 | 0 | 0 | 0 | 0 | 0 | 1 | 1
749 | 762 | Home Depot #1262 | Home Depot #1262 | 210 | 0 | 0 | 0 | 0 | 0 | 0 | 0 | 0 | 0 | 0 | 0 | 1 | 1
750 | 763 | Northern Adirondack CSD - 5572 Route 11 | Northern Adirondack CSD - 5572 Route 11 | 1656 | 0 | 0 | 0 | 0 | 0 | 0 | 0 | 0 | 0 | 0 | 0 | 1 | 1
751 | 764 | City of Utica Solar Project 1 - 583B Five Mile Line Road | City of Utica Solar Project 1 - 583B Five Mile Line Road | 2789.64 | 0 | 0 | 0 | 0 | 0 | 0 | 0 | 0 | 0 | 0 | 0 | 1 | 1
752 | 765 | Daroga - 2042 Pitkin Ave | Daroga - 2042 Pitkin Ave | 749 | 0 | 0 | 0 | 0 | 0 | 0 | 0 | 0 | 0 | 0 | 0 | 1 | 1
753 | 766 | Home Depot 1245 - 55 Weyman Avenue | Home Depot 1245 - 55 Weyman Avenue | 230.4 | 0 | 0 | 0 | 0 | 0 | 0 | 0 | 0 | 0 | 0 | 0 | 1 | 1
754 | 767 | 519 Route 151 - 519 County Route 151 (North B) | 519 Route 151 - 519 County Route 151 | 1942.56 | 0 | 0 | 0 | 0 | 0 | 0 | 0 | 0 | 0 | 0 | 0 | 1 | 1
755 | 768 | Broadalbin-Perth CSD - 1870 County Hwy 107 | Broadalbin-Perth CSD - 1870 County Hwy 107 | 1930.5 | 0 | 0 | 0 | 0 | 0 | 0 | 0 | 0 | 0 | 0 | 0 | 1 | 1
756 | 769 | Town of Guilderland - 6151 State Hwy 30 | Town of Guilderland - 6151 State Hwy 30 | 2815.8 | 0 | 0 | 0 | 0 | 0 | 0 | 0 | 0 | 0 | 0 | 0 | 1 | 1
757 | 770 | SUNY Poly Selkirk 1 - 59 Speeder Road | SUNY Poly Selkirk 1 - 59 Speeder Road | 2600 | 0 | 0 | 0 | 0 | 0 | 0 | 0 | 0 | 0 | 0 | 0 | 1 | 1
758 | 771 | SUNY Poly Selkirk 2 - 61 Speeder Road | SUNY Poly Selkirk 2 - 61 Speeder Road | 2610 | 0 | 0 | 0 | 0 | 0 | 0 | 0 | 0 | 0 | 0 | 0 | 1 | 1
759 | 772 | SUNY Poly Selkirk 3 - 63 Speeder Road | SUNY Poly Selkirk 3 - 63 Speeder Road | 2600 | 0 | 0 | 0 | 0 | 0 | 0 | 0 | 0 | 0 | 0 | 0 | 1 | 1
760 | 773 | SUNY Poly Selkirk 4 - 65 Speeder Road | SUNY Poly Selkirk 4 - 65 Speeder Road | 2600 | 0 | 0 | 0 | 0 | 0 | 0 | 0 | 0 | 0 | 0 | 0 | 1 | 1
761 | 774 | Pepsi Cola Bottling LLC - 9801 Avenue D | Pepsi Cola Bottling LLC - 9801 Avenue D | 1068.12 | 0 | 0 | 0 | 0 | 0 | 0 | 0 | 0 | 0 | 0 | 0 | 1 | 1
762 | 775 | Stop and Shop #581 - 2754 Hylan Blvd. | Stop and Shop #581 - 2754 Hylan Blvd. | 197.945 | 0 | 0 | 0 | 0 | 0 | 0 | 0 | 0 | 0 | 0 | 0 | 1 | 1
763 | 776 | Minisink Solar - 1718 County Route 1 | Minisink Solar - 1718 County Route 1 | 5290.11 | 0 | 0 | 0 | 0 | 0 | 0 | 0 | 0 | 0 | 0 | 0 | 2 | 2
764 | 777 | Home Depot Schenectady #1239 | Home Depot Schenectady #1239 | 210 | 0 | 0 | 0 | 0 | 0 | 0 | 0 | 0 | 0 | 0 | 0 | 1 | 1
765 | 778 | Home Depot Albany #1241 | Home Depot Albany #1241 | 210 | 0 | 0 | 0 | 0 | 0 | 0 | 0 | 0 | 0 | 0 | 0 | 1 | 1
766 | 779 | Home Depot Hawthorne #8456 | Home Depot Hawthorne #8456 | 210 | 0 | 0 | 0 | 0 | 0 | 0 | 0 | 0 | 0 | 0 | 0 | 1 | 1
767 | 780 | Catlin Solar LLC - 68 Callahan Road | Catlin Solar LLC - 68 Callahan Road | 1250.89 | 0 | 0 | 0 | 0 | 0 | 0 | 0 | 0 | 0 | 0 | 0 | 1 | 1
768 | 781 | Sustainable Energy Developments - 753 Manitou Road | Sustainable Energy Developments - 753 Manitou Road | 2695.68 | 0 | 0 | 0 | 0 | 0 | 0 | 0 | 0 | 0 | 0 | 0 | 1 | 1
769 | 782 | RRH Parma Solar 1, LLC | a | 2743.65 | 0 | 0 | 0 | 0 | 0 | 0 | 0 | 0 | 0 | 0 | 0 | 1 | 1
770 | 782 | RRH Parma Solar 1, LLC | b | 2743.65 | 0 | 0 | 0 | 0 | 0 | 0 | 0 | 0 | 0 | 0 | 0 | 1 | 1
772 | 783 | Norstar Solar, LLC | Norstar Solar, LLC | 2724.48 | 0 | 0 | 0 | 0 | 0 | 0 | 0 | 0 | 0 | 0 | 0 | 1 | 1
773 | 784 | Miller Road Solar Project LLC | Miller Road Solar Project LLC | 2726.3 | 0 | 0 | 0 | 0 | 0 | 0 | 0 | 0 | 0 | 0 | 0 | 1 | 1
774 | 785 | Western Turnpike Solar Project LLC | Western Turnpike Solar Project LLC | 2762.3 | 0 | 0 | 0 | 0 | 0 | 0 | 0 | 0 | 0 | 0 | 0 | 1 | 1
775 | 264 | Rochester Institute of Technology (RIT) | RIT | 2340 | 0 | 0 | 0 | 0 | 0 | 0 | 0 | 0 | 0 | 0 | 0 | 1 | 1
776 | 786 | Home Depot Saratoga Springs #1223 | Home Depot Saratoga Springs #1223 | 210 | 0 | 0 | 0 | 0 | 0 | 0 | 0 | 0 | 0 | 0 | 0 | 1 | 1
777 | 787 | Queens Center Mall | Queens Center Mall | 1200 | 0 | 0 | 0 | 0 | 0 | 0 | 0 | 0 | 0 | 0 | 0 | 6 | 6
778 | 788 | The Michelangelo Hotel New York |  | 265 | 1265.5 | 0 | 0 | 0 | 0 | 0 | 0 | 0 | 0 | 0 | 0 | 1 | 1
779 | 789 | Hollygrove Solar, LLC |  | 2999.745 | 0 | 0 | 0 | 0 | 0 | 0 | 0 | 0 | 0 | 0 | 0 | 1 | 1
780 | 790 | Home Depot Clay #6153 |  | 210 | 0 | 0 | 0 | 0 | 0 | 0 | 0 | 0 | 0 | 0 | 0 | 1 | 1
781 | 791 | Howland Solar, LLC |  | 3012.24 | 0 | 0 | 0 | 0 | 0 | 0 | 0 | 0 | 0 | 0 | 0 | 1 | 1
782 | 792 | Pearl Solar, LLC |  | 2999.745 | 0 | 0 | 0 | 0 | 0 | 0 | 0 | 0 | 0 | 0 | 0 | 1 | 1
783 | 793 | Pearl Solar II, LLC |  | 2999.745 | 0 | 0 | 0 | 0 | 0 | 0 | 0 | 0 | 0 | 0 | 0 | 1 | 1
784 | 794 | 141 Verbeck Ave |  | 3208.95 | 0 | 0 | 0 | 0 | 0 | 0 | 0 | 0 | 0 | 0 | 0 | 1 | 1
785 | 795 | 20598 Old Rome Road |  | 3029.4 | 0 | 0 | 0 | 0 | 0 | 0 | 0 | 0 | 0 | 0 | 0 | 1 | 1
786 | 796 | 132 Pattersonville Rynex Corners Rd |  | 3024.27 | 0 | 0 | 0 | 0 | 0 | 0 | 0 | 0 | 0 | 0 | 0 | 1 | 1
787 | 797 | Home Depot Greenbush #1263 |  | 210 | 0 | 0 | 0 | 0 | 0 | 0 | 0 | 0 | 0 | 0 | 0 | 1 | 1
788 | 798 | Home Depot Amsterdam #1289 |  | 210 | 0 | 0 | 0 | 0 | 0 | 0 | 0 | 0 | 0 | 0 | 0 | 1 | 1
789 | 799 | Home Depot Camillus #1257 |  | 210 | 0 | 0 | 0 | 0 | 0 | 0 | 0 | 0 | 0 | 0 | 0 | 1 | 1
790 | 800 | Home Depot Clifton Park #1269 |  | 210 | 0 | 0 | 0 | 0 | 0 | 0 | 0 | 0 | 0 | 0 | 0 | 1 | 1
791 | 801 | West State Johnstown |  | 2793.6 | 0 | 0 | 0 | 0 | 0 | 0 | 0 | 0 | 0 | 0 | 0 | 1 | 1
792 | 801 | West State Johnstown |  | 1980 | 0 | 0 | 0 | 0 | 0 | 0 | 0 | 0 | 0 | 0 | 0 | 1 | 1
795 | 804 | Home A in zip code 10567 |  | 0 | 0 | 10 | 0 | 0 | 0 | 0 | 0 | 0 | 0 | 0 | 0 | 1 | 1
796 | 805 | Home A in zip code 10583 |  | 0 | 0 | 10 | 0 | 0 | 0 | 0 | 0 | 0 | 0 | 0 | 0 | 1 | 1
797 | 806 | Home A in zip code 10708 |  | 0 | 0 | 15 | 0 | 0 | 0 | 0 | 0 | 0 | 0 | 0 | 0 | 1 | 1
798 | 807 | Home B in zip code 11576 |  | 0 | 0 | 5 | 0 | 0 | 0 | 0 | 0 | 0 | 0 | 0 | 0 | 1 | 1
799 | 808 | Home A in zip code 10924 |  | 0 | 0 | 5 | 0 | 0 | 0 | 0 | 0 | 0 | 0 | 0 | 0 | 1 | 1
800 | 809 | Home A in zip code 10990 |  | 0 | 0 | 5 | 0 | 0 | 0 | 0 | 0 | 0 | 0 | 0 | 0 | 1 | 1
801 | 810 | Home A in zip code 10913 |  | 0 | 0 | 5 | 0 | 0 | 0 | 0 | 0 | 0 | 0 | 0 | 0 | 1 | 1
802 | 811 | Home B in zip code 10562 |  | 0 | 0 | 10 | 0 | 0 | 0 | 0 | 0 | 0 | 0 | 0 | 0 | 1 | 1
803 | 812 | Home A in zip code 10562 |  | 0 | 0 | 20 | 0 | 0 | 0 | 0 | 0 | 0 | 0 | 0 | 0 | 1 | 1
804 | 813 | Home A in zip code 10956 |  | 0 | 0 | 5 | 0 | 0 | 0 | 0 | 0 | 0 | 0 | 0 | 0 | 1 | 1
805 | 814 | Home A in zip code 12553 |  | 0 | 0 | 5 | 13.5 | 0 | 0 | 0 | 0 | 0 | 0 | 0 | 0 | 1 | 1
806 | 815 | Home A in zip code 12590 |  | 0 | 0 | 5 | 13.5 | 0 | 0 | 0 | 0 | 0 | 0 | 0 | 0 | 1 | 1
807 | 816 | Home A in zip code 12721 |  | 0 | 0 | 5 | 0 | 0 | 0 | 0 | 0 | 0 | 0 | 0 | 0 | 1 | 1
808 | 817 | Home A in zip code 10974 |  | 0 | 0 | 10 | 0 | 0 | 0 | 0 | 0 | 0 | 0 | 0 | 0 | 1 | 1
809 | 818 | Home A in zip code 10940 |  | 0 | 0 | 5 | 0 | 0 | 0 | 0 | 0 | 0 | 0 | 0 | 0 | 1 | 1
810 | 819 | Home A in zip code 12401 |  | 0 | 0 | 5 | 13.5 | 0 | 0 | 0 | 0 | 0 | 0 | 0 | 0 | 1 | 1
811 | 820 | Home A in zip code 12486 |  | 0 | 0 | 5 | 13.5 | 0 | 0 | 0 | 0 | 0 | 0 | 0 | 0 | 1 | 1
812 | 821 | Home A in zip code 12533 |  | 0 | 0 | 5 | 13.5 | 0 | 0 | 0 | 0 | 0 | 0 | 0 | 0 | 1 | 1
813 | 822 | Home B in zip code 12533 |  | 0 | 0 | 5 | 13.5 | 0 | 0 | 0 | 0 | 0 | 0 | 0 | 0 | 1 | 1
814 | 823 | Home A in zip code 12414 |  | 0 | 0 | 5 | 13.5 | 0 | 0 | 0 | 0 | 0 | 0 | 0 | 0 | 1 | 1
815 | 824 | Home B in zip code 12401 |  | 0 | 0 | 5 | 13.5 | 0 | 0 | 0 | 0 | 0 | 0 | 0 | 0 | 1 | 1
816 | 825 | Home A in zip code 12583 |  | 0 | 0 | 5 | 13.5 | 0 | 0 | 0 | 0 | 0 | 0 | 0 | 0 | 1 | 1
817 | 826 | Home B in zip code 12538 |  | 0 | 0 | 5 | 13.5 | 0 | 0 | 0 | 0 | 0 | 0 | 0 | 0 | 1 | 1
818 | 827 | Home A in zip code 12431 |  | 0 | 0 | 5 | 13.5 | 0 | 0 | 0 | 0 | 0 | 0 | 0 | 0 | 1 | 1
819 | 828 | Home A in zip code 12601 |  | 0 | 0 | 5 | 13.5 | 0 | 0 | 0 | 0 | 0 | 0 | 0 | 0 | 1 | 1
820 | 829 | Home C in zip code 12533 |  | 0 | 0 | 5 | 13.5 | 0 | 0 | 0 | 0 | 0 | 0 | 0 | 0 | 1 | 1
821 | 830 | Home C in zip code 12553 |  | 0 | 0 | 5 | 13.5 | 0 | 0 | 0 | 0 | 0 | 0 | 0 | 0 | 1 | 1
822 | 831 | Home A in zip code 10705 |  | 0 | 0 | 5 | 0 | 0 | 0 | 0 | 0 | 0 | 0 | 0 | 0 | 1 | 1
823 | 832 | Home A in zip code 10566 |  | 0 | 0 | 6 | 0 | 0 | 0 | 0 | 0 | 0 | 0 | 0 | 0 | 1 | 1
824 | 833 | Home A in zip code 10552 |  | 0 | 0 | 15 | 0 | 0 | 0 | 0 | 0 | 0 | 0 | 0 | 0 | 1 | 1
826 | 835 | Home A in zip code 10980 |  | 0 | 0 | 7.6 | 0 | 0 | 0 | 0 | 0 | 0 | 0 | 0 | 0 | 1 | 1
827 | 836 | Home A in zip code 10930 |  | 0 | 0 | 5 | 0 | 0 | 0 | 0 | 0 | 0 | 0 | 0 | 0 | 1 | 1
828 | 837 | Home B in zip code 10950 |  | 0 | 0 | 5 | 0 | 0 | 0 | 0 | 0 | 0 | 0 | 0 | 0 | 1 | 1
829 | 838 | Home A in zip code 10998 |  | 0 | 0 | 5 | 0 | 0 | 0 | 0 | 0 | 0 | 0 | 0 | 0 | 1 | 1
830 | 839 | Home B in zip code 10974 |  | 0 | 0 | 5 | 0 | 0 | 0 | 0 | 0 | 0 | 0 | 0 | 0 | 1 | 1
831 | 840 | Home A in zip code 10952 |  | 0 | 0 | 15 | 0 | 0 | 0 | 0 | 0 | 0 | 0 | 0 | 0 | 1 | 1
832 | 841 | Home A in zip code 10918 |  | 0 | 0 | 10 | 0 | 0 | 0 | 0 | 0 | 0 | 0 | 0 | 0 | 1 | 1
833 | 842 | Home A in zip code 10950 |  | 0 | 0 | 10 | 0 | 0 | 0 | 0 | 0 | 0 | 0 | 0 | 0 | 1 | 1
834 | 843 | Home C in zip code 10940 |  | 0 | 0 | 5 | 0 | 0 | 0 | 0 | 0 | 0 | 0 | 0 | 0 | 1 | 1
835 | 844 | Home B in zip code 10940 |  | 0 | 0 | 5 | 0 | 0 | 0 | 0 | 0 | 0 | 0 | 0 | 0 | 1 | 1
837 | 846 | Home A in zip code 11967 |  | 0 | 0 | 5.52 | 0 | 0 | 0 | 0 | 0 | 0 | 0 | 0 | 0 | 1 | 1
839 | 848 | Home A in zip code 11709 |  | 0 | 0 | 10 | 0 | 0 | 0 | 0 | 0 | 0 | 0 | 0 | 0 | 1 | 1
840 | 849 | Home A in zip code 11782 |  | 0 | 0 | 10 | 0 | 0 | 0 | 0 | 0 | 0 | 0 | 0 | 0 | 1 | 1
841 | 850 | Home A in zip code 11726 |  | 0 | 0 | 15 | 0 | 0 | 0 | 0 | 0 | 0 | 0 | 0 | 0 | 1 | 1
843 | 852 | Home A in zip code 11952 |  | 0 | 0 | 5 | 0 | 0 | 0 | 0 | 0 | 0 | 0 | 0 | 0 | 1 | 1
844 | 853 | Home A in zip code 12484 |  | 0 | 0 | 5 | 13.5 | 0 | 0 | 0 | 0 | 0 | 0 | 0 | 0 | 1 | 1
845 | 854 | Home A in zip code 12477 |  | 0 | 0 | 5 | 13.5 | 0 | 0 | 0 | 0 | 0 | 0 | 0 | 0 | 1 | 1
846 | 855 | Home A in zip code 12440 |  | 0 | 0 | 5 | 13.5 | 0 | 0 | 0 | 0 | 0 | 0 | 0 | 0 | 1 | 1
847 | 856 | Home A in zip code 10524 |  | 0 | 0 | 5 | 14 | 0 | 0 | 0 | 0 | 0 | 0 | 0 | 0 | 1 | 1
848 | 857 | Home A in zip code 12827 |  | 0 | 0 | 5 | 0 | 0 | 0 | 0 | 0 | 0 | 0 | 0 | 0 | 1 | 1
850 | 859 | Home in 12737 |  | 0 | 0 | 10 | 0 | 0 | 0 | 0 | 0 | 0 | 0 | 0 | 0 | 1 | 1
851 | 860 | Home A in zip code 11930 |  | 0 | 0 | 5 | 0 | 0 | 0 | 0 | 0 | 0 | 0 | 0 | 0 | 1 | 1
854 | 863 | Home A in zip code 11804 |  | 0 | 0 | 7.54 | 0 | 0 | 0 | 0 | 0 | 0 | 0 | 0 | 0 | 1 | 1
855 | 864 | Home B in zip code 11791 |  | 0 | 0 | 14.79 | 0 | 0 | 0 | 0 | 0 | 0 | 0 | 0 | 0 | 1 | 1
856 | 865 | Home A in zip code 11954 |  | 0 | 0 | 10 | 0 | 0 | 0 | 0 | 0 | 0 | 0 | 0 | 0 | 1 | 1
857 | 866 | Home A in zip code 12538 |  | 0 | 0 | 5 | 13.5 | 0 | 0 | 0 | 0 | 0 | 0 | 0 | 0 | 1 | 1
858 | 867 | Home A in zip code 12428 |  | 0 | 0 | 5 | 13.5 | 0 | 0 | 0 | 0 | 0 | 0 | 0 | 0 | 1 | 1
859 | 868 | Home A in zip code 12508 |  | 0 | 0 | 5 | 13.5 | 0 | 0 | 0 | 0 | 0 | 0 | 0 | 0 | 1 | 1
860 | 869 | Home B in zip code 12486 |  | 0 | 0 | 5 | 13.5 | 0 | 0 | 0 | 0 | 0 | 0 | 0 | 0 | 1 | 1
861 | 870 | Home A in zip code 12433 |  | 0 | 0 | 5 | 13.5 | 0 | 0 | 0 | 0 | 0 | 0 | 0 | 0 | 1 | 1
862 | 871 | Home B in zip code 10708 |  | 0 | 0 | 10 | 0 | 0 | 0 | 0 | 0 | 0 | 0 | 0 | 0 | 1 | 1
863 | 872 | Home A in zip code 12571 |  | 0 | 0 | 10 | 0 | 0 | 0 | 0 | 0 | 0 | 0 | 0 | 0 | 1 | 1
864 | 873 | Home A in zip code 13331 |  | 0 | 0 | 10 | 0 | 0 | 0 | 0 | 0 | 0 | 0 | 0 | 0 | 1 | 1
868 | 877 | Home A in zip code 12737 |  | 0 | 0 | 10 | 0 | 0 | 0 | 0 | 0 | 0 | 0 | 0 | 0 | 1 | 1
876 | 885 | Home A in zip code 10919 |  | 0 | 0 | 20 | 0 | 0 | 0 | 0 | 0 | 0 | 0 | 0 | 0 | 1 | 1
877 | 886 | Home A in zip code 11040 |  | 0 | 0 | 8.6 | 0 | 0 | 0 | 0 | 0 | 0 | 0 | 0 | 0 | 1 | 1
878 | 887 | Home A in zip code 11793 |  | 0 | 0 | 10 | 0 | 0 | 0 | 0 | 0 | 0 | 0 | 0 | 0 | 1 | 1
880 | 889 | Home A in zip code 11754 |  | 0 | 0 | 10 | 0 | 0 | 0 | 0 | 0 | 0 | 0 | 0 | 0 | 1 | 1
881 | 890 | Home B in zip code 12508 |  | 0 | 0 | 5 | 13.5 | 0 | 0 | 0 | 0 | 0 | 0 | 0 | 0 | 1 | 1
882 | 891 | Home B in zip code 12553 |  | 0 | 0 | 5 | 13.5 | 0 | 0 | 0 | 0 | 0 | 0 | 0 | 0 | 1 | 1
883 | 892 | Home A in zip code 12550 |  | 0 | 0 | 5 | 13.5 | 0 | 0 | 0 | 0 | 0 | 0 | 0 | 0 | 1 | 1
884 | 893 | Home A in zip code 12572 |  | 0 | 0 | 5 | 13.5 | 0 | 0 | 0 | 0 | 0 | 0 | 0 | 0 | 1 | 1
885 | 894 | Home B in zip code 12550 |  | 0 | 0 | 5 | 13.5 | 0 | 0 | 0 | 0 | 0 | 0 | 0 | 0 | 1 | 1
886 | 895 | Home A in zip code 12461 |  | 0 | 0 | 5 | 13.5 | 0 | 0 | 0 | 0 | 0 | 0 | 0 | 0 | 1 | 1
887 | 896 | Home A in zip code 10994 |  | 0 | 0 | 5 | 0 | 0 | 0 | 0 | 0 | 0 | 0 | 0 | 0 | 1 | 1
890 | 899 | Home Depot Utica/New Hartford #1254 |  | 210 | 0 | 0 | 0 | 0 | 0 | 0 | 0 | 0 | 0 | 0 | 0 | 1 | 1
891 | 900 | Home Depot Cicero #1235 |  | 210 | 0 | 0 | 0 | 0 | 0 | 0 | 0 | 0 | 0 | 0 | 0 | 1 | 1
892 | 901 | Home Depot Dewitt/East Syracuse #1236 |  | 210 | 0 | 0 | 0 | 0 | 0 | 0 | 0 | 0 | 0 | 0 | 0 | 1 | 1
893 | 902 | SUNY RF, on behalf of SUNY Polytechnic - 258 Elmwood Ave |  | 2828.8 | 0 | 0 | 0 | 0 | 0 | 0 | 0 | 0 | 0 | 0 | 0 | 1 | 1
894 | 902 | SUNY RF, on behalf of SUNY Polytechnic - 258 Elmwood Ave |  | 2057.68 | 0 | 0 | 0 | 0 | 0 | 0 | 0 | 0 | 0 | 0 | 0 | 1 | 1
895 | 231 | Oakwood Health Care Center | Storage System | 0 | 0 | 0 | 0 | 0 | 0 | 0 | 0 | 0 | 0 | 0 | 0 | 1 | 1
896 | 903 | Delaware River Solar - Millard Hill Road |  | 2494.7 | 0 | 0 | 0 | 0 | 0 | 0 | 0 | 0 | 0 | 0 | 0 | 1 | 1
897 | 903 | Delaware River Solar - Millard Hill Road |  | 2494.7 | 0 | 0 | 0 | 0 | 0 | 0 | 0 | 0 | 0 | 0 | 0 | 1 | 1
898 | 903 | Delaware River Solar - Millard Hill Road |  | 2494.7 | 0 | 0 | 0 | 0 | 0 | 0 | 0 | 0 | 0 | 0 | 0 | 1 | 1
899 | 904 | Delaware River Solar - Turner Road |  | 2723.175 | 0 | 0 | 0 | 0 | 0 | 0 | 0 | 0 | 0 | 0 | 0 | 1 | 1
900 | 905 | Luna Park Apartments - Building 1 |  | 100 | 613 | 0 | 0 | 0 | 0 | 0 | 0 | 0 | 0 | 0 | 0 | 1 | 1
901 | 906 | Luna Park Apartments - Building 3 |  | 100 | 613 | 0 | 0 | 0 | 0 | 0 | 0 | 0 | 0 | 0 | 0 | 1 | 1
902 | 907 | Manhattanville College |  | 1085.4 | 0 | 0 | 0 | 0 | 0 | 0 | 0 | 0 | 0 | 0 | 0 | 1 | 1
903 | 908 | Aegis Solar, LLC |  | 3012.24 | 0 | 0 | 0 | 0 | 0 | 0 | 0 | 0 | 0 | 0 | 0 | 1 | 1
904 | 909 | National Grid East Pulaski Substation |  | 0 | 0 | 2000 | 3000 | 0 | 0 | 0 | 0 | 0 | 0 | 0 | 0 | 1 | 1
905 | 910 | GHP Realty Headquarters |  | 0 | 0 | 375 | 940 | 0 | 0 | 0 | 0 | 0 | 0 | 0 | 0 | 1 | 1
906 | 911 | Home A in zip code 11576 |  | 0 | 0 | 5 | 0 | 0 | 0 | 0 | 0 | 0 | 0 | 0 | 0 | 1 | 1
907 | 912 | Home B in zip code 12571 |  | 0 | 0 | 5 | 13.5 | 0 | 0 | 0 | 0 | 0 | 0 | 0 | 0 | 1 | 1
908 | 913 | Home B in zip code 10980 |  | 0 | 0 | 5 | 0 | 0 | 0 | 0 | 0 | 0 | 0 | 0 | 0 | 1 | 1
909 | 914 | Home A in zip code 10963 |  | 0 | 0 | 10 | 0 | 0 | 0 | 0 | 0 | 0 | 0 | 0 | 0 | 1 | 1
910 | 915 | Home A in zip code 10989 |  | 0 | 0 | 10 | 0 | 0 | 0 | 0 | 0 | 0 | 0 | 0 | 0 | 1 | 1
911 | 916 | Home A in zip code 10960 |  | 0 | 0 | 10 | 0 | 0 | 0 | 0 | 0 | 0 | 0 | 0 | 0 | 1 | 1
912 | 917 | Home A in zip code 10965 |  | 0 | 0 | 5 | 0 | 0 | 0 | 0 | 0 | 0 | 0 | 0 | 0 | 1 | 1
913 | 918 | Home A in zip code 10920 |  | 0 | 0 | 10 | 0 | 0 | 0 | 0 | 0 | 0 | 0 | 0 | 0 | 1 | 1
914 | 919 | Home B in zip code 10956 |  | 0 | 0 | 5 | 0 | 0 | 0 | 0 | 0 | 0 | 0 | 0 | 0 | 1 | 1
915 | 920 | Home B in zip code 12477 |  | 0 | 0 | 5 | 13.5 | 0 | 0 | 0 | 0 | 0 | 0 | 0 | 0 | 1 | 1
916 | 921 | Home A in zip code 13360 |  | 0 | 0 | 5 | 0 | 0 | 0 | 0 | 0 | 0 | 0 | 0 | 0 | 1 | 1
917 | 922 | Home A in zip code 13420 |  | 0 | 0 | 15 | 0 | 0 | 0 | 0 | 0 | 0 | 0 | 0 | 0 | 1 | 1
918 | 923 | Home B in zip code 10919 |  | 0 | 0 | 5 | 0 | 0 | 0 | 0 | 0 | 0 | 0 | 0 | 0 | 1 | 1
919 | 924 | Home B in zip code 10990 |  | 0 | 0 | 10 | 0 | 0 | 0 | 0 | 0 | 0 | 0 | 0 | 0 | 1 | 1
920 | 925 | Home D in zip code 10940 |  | 0 | 0 | 5 | 0 | 0 | 0 | 0 | 0 | 0 | 0 | 0 | 0 | 1 | 1
921 | 926 | Home C in zip code 12571 |  | 0 | 0 | 5 | 0 | 0 | 0 | 0 | 0 | 0 | 0 | 0 | 0 | 1 | 1
922 | 927 | Home D in zip code 12553 |  | 0 | 0 | 5 | 13.5 | 0 | 0 | 0 | 0 | 0 | 0 | 0 | 0 | 1 | 1
923 | 928 | Home A in zip code 12498 |  | 0 | 0 | 5 | 13.5 | 0 | 0 | 0 | 0 | 0 | 0 | 0 | 0 | 1 | 1
924 | 929 | Home A in zip code 12578 |  | 0 | 0 | 5 | 13.5 | 0 | 0 | 0 | 0 | 0 | 0 | 0 | 0 | 1 | 1
925 | 930 | Guilderland Central School District |  | 3044.52 | 0 | 0 | 0 | 0 | 0 | 0 | 0 | 0 | 0 | 0 | 0 | 1 | 1
926 | 931 | Seneca Solar Farm - Route 14A |  | 5205.6 | 0 | 0 | 0 | 0 | 0 | 0 | 0 | 0 | 0 | 0 | 0 | 2 | 2
927 | 932 | Bouck Pool Building - SUNY Cobleskill |  | 130 | 840 | 0 | 0 | 0 | 0 | 0 | 0 | 0 | 0 | 0 | 0 | 1 | 1
928 | 933 | Goya Foods, Inc |  | 1341.9 | 0 | 0 | 0 | 0 | 0 | 0 | 0 | 0 | 0 | 0 | 0 | 1 | 1
929 | 934 | Home A in zip code 11791 |  | 0 | 0 | 10 | 0 | 0 | 0 | 0 | 0 | 0 | 0 | 0 | 0 | 1 | 1
930 | 935 | Home A in zip code 11738 |  | 0 | 0 | 5 | 0 | 0 | 0 | 0 | 0 | 0 | 0 | 0 | 0 | 1 | 1
931 | 936 | Home A in zip code 12446 |  | 0 | 0 | 5 | 0 | 0 | 0 | 0 | 0 | 0 | 0 | 0 | 0 | 1 | 1
932 | 937 | Home B in zip code 10994 |  | 0 | 0 | 5 | 0 | 0 | 0 | 0 | 0 | 0 | 0 | 0 | 0 | 1 | 1
933 | 938 | Con Edison BQDM Utility Sided Solution |  | 0 | 0 | 2000 | 0 | 0 | 0 | 0 | 0 | 0 | 0 | 0 | 0 | 1 | 1
934 | 939 | Home A in zip code 10984 |  | 0 | 0 | 5 | 0 | 0 | 0 | 0 | 0 | 0 | 0 | 0 | 0 | 1 | 1
935 | 940 | NYSEG DSIP - Distribution Circuit Deployed Battery Storage System Pilot Project |  | 0 | 0 | 477 | 0 | 0 | 0 | 0 | 0 | 0 | 0 | 0 | 0 | 1 | 1
936 | 941 | NYSEG DSIP - Aggregated BTM 1 |  | 0 | 0 | 159 | 0 | 0 | 0 | 0 | 0 | 0 | 0 | 0 | 0 | 1 | 1
937 | 942 | NYSEG DSIP - Aggregated BTM 2 |  | 0 | 0 | 159 | 0 | 0 | 0 | 0 | 0 | 0 | 0 | 0 | 0 | 1 | 1
938 | 943 | RG&E Operations Center |  | 0 | 0 | 150 | 0 | 0 | 0 | 0 | 0 | 0 | 0 | 0 | 0 | 1 | 1
939 | 944 | RG&E Substation |  | 0 | 0 | 1900 | 0 | 0 | 0 | 0 | 0 | 0 | 0 | 0 | 0 | 1 | 1
940 | 945 | Jefferson Towers Apartments |  | 100 | 613 | 0 | 0 | 0 | 0 | 0 | 0 | 0 | 0 | 0 | 0 | 1 | 1

## Projects
Project ID | System ID | Facility Name | System Name | Project Name | NYSERDA Contract Name | Commercial Operation Date | Technology | Project Rated Electric Generation (kW) | Project Rated Heat Generation (MBtu/h) | Project Rated Electric Discharge Capacity (kW) | Project Rated Electric Storage Capacity (kWh) | Project Rated Cooling Energy Discharge Capacity (ton) | Project Equivalent Electrical Discharge Capacity from Cooling Sources (kW) | Project Rated Cooling Energy Storage Capacity (ton-hour) | Project Equivalent Electrical Storage Capacity from Cooling Sources (kWh) | Project Rated Thermal Energy Discharge Capacity (MBtu/h) | Project Equivalent Electrical Discharge Capacity from Thermal Sources (kW) | Project Rated Thermal Energy Storage Capacity (MBtu) | Project Equivalent Electrical Storage Capacity from Thermal Sources (kWh) | Developer | Installed Resources | Reporting Start Date | Reporting End Date | Alternate Name(s) | Value Streams | ConEd Target Zone | NYSERDA-funded | Heat Recovery to DHW | Heat Recovery to Space Heat | Heat Recovery to Chiller | Heat Recovery to Other Load | System Redundancy (N+1) | Black-Start/Islanding Capable | Grid Export Capable
1 | 1 | Waldbaum's Supermarket |  | Waldbaum's Supermarket | Waldbaum's Supermarket |  | CHP | 60 | 0 | 0 | 0 | 0 | 0 | 0 | 0 | 0 | 0 | 0 | 0 | CDH Energy Corp. | 1 | 2002-08-02 | 2006-07-21 | [10 empty] | FALSE
2 | 2 | Arrow Linen |  | Arrow Linen | Arrow Linen |  | CHP | 300 | 0 | 0 | 0 | 0 | 0 | 0 | 0 | 0 | 0 | 0 | 0 | Energy Concepts | 2 | 2005-03-01 | 2009-04-30 | [10 empty] | FALSE
3 | 3 | Modern Landfill |  | Modern Landfill | Modern Landfill |  | CHP | 5600 | 0 | 0 | 0 | 0 | 0 | 0 | 0 | 0 | 0 | 0 | 0 | Aria Energy (formerly Innovative Energy Systems) | 7 | 2004-12-31 | 2013-10-21 | [9 empty] | Automatic | TRUE
4 | 4 | Oakwood Health Care Center |  | Oakwood Health Care Center | Oakwood Health Care Center |  | CHP | 600 | 0 | 0 | 0 | 0 | 0 | 0 | 0 | 0 | 0 | 0 | 0 | Gerster Trane Energy Services | 2 | 2001-12-20 | 2003-01-03 | [10 empty] | FALSE
5 | 5 | Wyoming County Community Hospital |  | Wyoming County Community Hospital | Wyoming County Community Hospital |  | CHP | 560 | 0 | 0 | 0 | 0 | 0 | 0 | 0 | 0 | 0 | 0 | 0 | Gerster Trane Energy Services | 1 | 2001-09-26 | 2002-09-30 | [9 empty] | Automatic | FALSE
6 | 6 | Porter Center Rd. |  | Porter Center Rd. | Porter Center Rd. |  | CHP | 5 | 0 | 0 | 0 | 0 | 0 | 0 | 0 | 0 | 0 | 0 | 0 | National Fuel Gas | 1 | 2004-06-24 | 2005-05-04 | [9 empty] | Automatic | TRUE
7 | 7 | Floyd Bennett Field |  | Floyd Bennett Field | Floyd Bennett Field |  | CHP | 120 | 0 | 0 | 0 | 0 | 0 | 0 | 0 | 0 | 0 | 0 | 0 | Landsberg Engineering | 2 | 2005-07-21 | 2008-12-14 | [9 empty] | Automatic | FALSE
8 | 8 | The Park Ten |  | The Park Ten | The Park Ten |  | CHP | 70 | 0 | 0 | 0 | 0 | 0 | 0 | 0 | 0 | 0 | 0 | 0 | DSM Engineering Associates | 1 | 2005-11-17 | 2009-04-30 | [10 empty] | FALSE
9 | 9 | Tudor Gardens |  | Tudor Gardens | Tudor Gardens |  | CHP | 150 | 0 | 0 | 0 | 0 | 0 | 0 | 0 | 0 | 0 | 0 | 0 | Tecogen, Inc. | 2 | 2005-07-01 | 2006-11-15 | [10 empty] | FALSE
10 | 10 | Sheraton New York Hotel and Tower |  | Sheraton New York Hotel and Tower | Sheraton New York Hotel and Tower |  | CHP | 250 | 0 | 0 | 0 | 0 | 0 | 0 | 0 | 0 | 0 | 0 | 0 | PPL Energy Plus | 1 | 2005-05-09 | 2008-12-01 | [9 empty] | Automatic | FALSE
11 | 11 | VIP Country Club |  | VIP Country Club | VIP Country Club |  | CHP | 180 | 0 | 0 | 0 | 0 | 0 | 0 | 0 | 0 | 0 | 0 | 0 | Advanced Power Systems | 3 | 2006-01-24 | 2009-04-30 | [9 empty] | Automatic | FALSE
12 | 12 | Patterson Farms |  | Patterson Farms - Existing | Patterson Farms - Existing |  | ADG | 180 | 0 | 0 | 0 | 0 | 0 | 0 | 0 | 0 | 0 | 0 | 0 | RCM Digesters | 1 | 2006-03-10 | 2016-07-01 |  |  |  |  | FALSE | FALSE | FALSE | TRUE | FALSE |  | TRUE
15 | 15 | Hudson Valley Community College |  | Hudson Valley Community College | Hudson Valley Community College |  | CHP | 7845 | 0 | 0 | 0 | 0 | 0 | 0 | 0 | 0 | 0 | 0 | 0 | Siemens Building Technologies | 6 | 2004-04-12 | 2006-11-18 | [10 empty] | TRUE
16 | 16 | SUNY Buffalo |  | SUNY Buffalo | SUNY Buffalo |  | CHP | 120 | 0 | 0 | 0 | 0 | 0 | 0 | 0 | 0 | 0 | 0 | 0 | Gerster Trane Energy Services | 2 | 2002-12-11 | 2004-08-11 | [10 empty] | FALSE
17 | 17 | Emerling Farm |  | Emerling Farm | Emerling Farm |  | ADG | 200 | 0 | 0 | 0 | 0 | 0 | 0 | 0 | 0 | 0 | 0 | 0 | RCM Digesters | 1 | 2006-06-07 | 2014-01-04 | [10 empty] | FALSE
18 | 18 | Sunny Knoll Farm |  | Sunny Knoll Farm | Sunny Knoll Farm |  | ADG | 230 | 0 | 0 | 0 | 0 | 0 | 0 | 0 | 0 | 0 | 0 | 0 | RCM Digesters | 1 | 2006-08-28 | 2018-07-31 | [10 empty] | FALSE
19 | 19 | Sea Rise 1 |  | Grenadier Realty - AAF Sea Rise 1 | Grenadier Realty - AAF Sea Rise 1 |  | CHP | 120 | 980 | 0 | 0 | 0 | 0 | 0 | 0 | 0 | 0 | 0 | 0 | DSM Engineering Associates | 2 | 2006-08-30 | 2009-04-30 |  |  |  |  | TRUE | FALSE | FALSE | FALSE | FALSE |  | FALSE
21 | 21 | Hazel Towers |  | Hazel Towers | Hazel Towers |  | CHP | 120 | 0 | 0 | 0 | 0 | 0 | 0 | 0 | 0 | 0 | 0 | 0 | DSM Engineering Associates | 2 | 2006-09-29 | 2009-04-30 | [10 empty] | FALSE
23 | 23 | A.A. Dairy |  | A.A. Dairy | A.A. Dairy |  | CHP | 130 | 0 | 0 | 0 | 0 | 0 | 0 | 0 | 0 | 0 | 0 | 0 | RCM Digesters | 1 | 2005-04-25 | 2009-04-30 | [10 empty] | FALSE
25 | 25 | Rochester International Airport |  | Rochester International Airport | Rochester International Airport |  | CHP | 1500 | 0 | 0 | 0 | 0 | 0 | 0 | 0 | 0 | 0 | 0 | 0 | Siemens Building Technologies | 2 | 2006-07-25 | 2011-06-02 | [10 empty] | FALSE
28 | 28 | Corning Glass Works Building |  | Equity Office Properties - 717 5th Ave | Equity Office Properties - 717 5th Ave |  | CHP | 1600 | 0 | 0 | 0 | 0 | 0 | 0 | 0 | 0 | 0 | 0 | 0 | Northern Power Systems | 2 | 2006-10-31 | 2015-03-01 | [9 empty] | Automatic | FALSE
29 | 29 | Fonda Fultonville CSD |  | Fonda Fultonville CSD | Fonda Fultonville CSD |  | CHP | 1336 | 0 | 0 | 0 | 0 | 0 | 0 | 0 | 0 | 0 | 0 | 0 | Atlantic Energy Services | 4 | 2007-08-29 | 2011-09-15 | [10 empty] | FALSE
30 | 30 | Shoprite Supermarket |  | Shoprite Supermarket | Shoprite Supermarket |  | CHP | 140 | 0 | 0 | 0 | 0 | 0 | 0 | 0 | 0 | 0 | 0 | 0 | National Grid | 1 | 2007-11-28 | 2012-04-29 | [9 empty] | Automatic | FALSE
32 | 32 | Sheland Farms |  | Sheland Farms, Inc. | Sheland Farms, Inc. |  | ADG | 100 | 0 | 0 | 0 | 0 | 0 | 0 | 0 | 0 | 0 | 0 | 0 | Siemens Building Technologies | 1 | 2007-11-09 | 2015-01-04 | [10 empty] | FALSE
33 | 33 | River Point Towers |  | River Point Towers | River Point Towers |  | CHP | 300 | 0 | 0 | 0 | 0 | 0 | 0 | 0 | 0 | 0 | 0 | 0 | American DG Energy, Inc. | 4 | 2008-03-01 | 2011-08-30 | [10 empty] | FALSE
34 | 34 | Burke Rehabilitation Hospital |  | Burke Rehabilitation Hospital | Burke Rehabilitation Hospital |  | CHP | 600 | 0 | 0 | 0 | 0 | 0 | 0 | 0 | 0 | 0 | 0 | 0 | Siemens Building Technologies | 8 | 2008-05-01 | 2016-05-19 | [10 empty] | FALSE
35 | 35 | East Rochester School District |  | East Rochester School District | East Rochester School District |  | CHP | 200 | 0 | 0 | 0 | 0 | 0 | 0 | 0 | 0 | 0 | 0 | 0 | ATSI | 1 | 2008-08-11 | 2012-01-22 | [10 empty] | FALSE
37 | 37 | 110 E 59th Street |  | 110 E 59th Street | 110 E 59th Street |  | CHP | 800 | 0 | 0 | 0 | 0 | 0 | 0 | 0 | 0 | 0 | 0 | 0 | OfficePower | 1 | 2009-03-05 | 2012-10-31 | [9 empty] | Automatic | FALSE
38 | 38 | Metropolitan Syracuse WWTP |  | Onondaga Metropolitan Wastewater Treatment Facility | Onondaga Metropolitan Wastewater Treatment Facility |  | ADG | 380 | 0 | 0 | 0 | 0 | 0 | 0 | 0 | 0 | 0 | 0 | 0 | Milton CAT, Power Systems Division | 1 | 2009-07-01 | 2015-02-17 | [10 empty] | TRUE
45 | 45 | Aurora Ridge Dairy |  | Aurora Ridge Dairy, LLC | Aurora Ridge Dairy, LLC |  | ADG | 600 | 0 | 0 | 0 | 0 | 0 | 0 | 0 | 0 | 0 | 0 | 0 | DVO Anaerobic Digesters (Formerly GHD) | 1 | 2009-09-01 | [5 empty] | FALSE | FALSE | FALSE | TRUE | FALSE |  | TRUE
46 | 46 | Lewiston Water Pollution Control Center |  | Town of Lewiston Water Pollution Control Center | Town of Lewiston Water Pollution Control Center |  | ADG | 30 | 0 | 0 | 0 | 0 | 0 | 0 | 0 | 0 | 0 | 0 | 0 | CRA Infrastructure & Engineering, Inc. | 1 | 2010-03-01 | 2013-07-16 | [10 empty] | TRUE
47 | 47 | Lamb Farms |  | Lamb Farms, Inc. | Lamb Farms, Inc. |  | ADG | 450 | 0 | 0 | 0 | 0 | 0 | 0 | 0 | 0 | 0 | 0 | 0 | DVO Anaerobic Digesters (Formerly GHD) | 1 | 2009-12-01 | [5 empty] | FALSE | FALSE | FALSE | TRUE | FALSE | Manual | TRUE
49 | 49 | Sea Park East |  | Sea Park East | Sea Park East |  | CHP | 150 | 0 | 0 | 0 | 0 | 0 | 0 | 0 | 0 | 0 | 0 | 0 | All Systems Cogeneration | 2 | 2009-09-01 | 2012-06-30 | [10 empty] | FALSE
50 | 50 | Clarkson University |  | Clarkson University | Clarkson University |  | CHP | 195 | 0 | 0 | 0 | 0 | 0 | 0 | 0 | 0 | 0 | 0 | 0 | Clarkson University | 3 | 2009-01-01 | 2016-02-08 | [10 empty] | FALSE
53 | 53 | 666 5th Ave |  | 666 5th Ave | 666 5th Ave |  | CHP | 1000 | 0 | 0 | 0 | 0 | 0 | 0 | 0 | 0 | 0 | 0 | 0 | OfficePower | 1 | 2009-11-01 | 2012-11-30 | [9 empty] | Automatic | FALSE
54 | 54 | Sunnyside Farms |  | Sunnyside Farms | Sunnyside Farms |  | ADG | 500 | 0 | 0 | 0 | 0 | 0 | 0 | 0 | 0 | 0 | 0 | 0 | DVO Anaerobic Digesters (Formerly GHD) | 1 | 2009-10-01 | 2017-07-16 |  |  |  |  | FALSE | FALSE | FALSE | TRUE | FALSE | Manual | TRUE
56 | 56 | Swiss Valley Farms |  | Swiss Valley Farms | Swiss Valley Farms |  | ADG | 300 | 0 | 0 | 0 | 0 | 0 | 0 | 0 | 0 | 0 | 0 | 0 | DVO Anaerobic Digesters (Formerly GHD) | 1 | 2009-11-01 | [5 empty] | FALSE | TRUE | FALSE | TRUE | TRUE |  | FALSE
57 | 57 | Boxler Dairy Farm |  | Boxler Dairy Farm | Boxler Dairy Farm |  | ADG | 500 | 0 | 0 | 0 | 0 | 0 | 0 | 0 | 0 | 0 | 0 | 0 | DVO Anaerobic Digesters (Formerly GHD) | 1 | 2009-12-01 | [5 empty] | FALSE | TRUE | FALSE | TRUE | FALSE |  | TRUE
58 | 58 | Toren Condominiums |  | Toren Condominiums | Toren Condominiums |  | CHP | 500 | 0 | 0 | 0 | 0 | 0 | 0 | 0 | 0 | 0 | 0 | 0 | Energy Concepts | 5 | 2010-02-01 | 2016-05-17 | [10 empty] | FALSE
59 | 59 | Zuber Farms |  | Zuber Farms | Zuber Farms |  | ADG | 380 | 0 | 0 | 0 | 0 | 0 | 0 | 0 | 0 | 0 | 0 | 0 | RCM Digesters | 1 | 2010-02-01 | 2017-02-05 | [9 empty] | Manual | TRUE
60 | 60 | Coop City - Riverbay Corp. |  | Coop City - Riverbay Corp | Coop City - Riverbay Corp |  | CHP | 37500 | 0 | 0 | 0 | 0 | 0 | 0 | 0 | 0 | 0 | 0 | 0 | Riverbay Corp. | 3 | 2010-03-01 | 2015-01-31 | [10 empty] | FALSE
61 | 61 | Vassar College |  | Vassar College | Vassar College |  | CHP | 500 | 0 | 0 | 0 | 0 | 0 | 0 | 0 | 0 | 0 | 0 | 0 | Clough Harbour & Associates | 2 | 2010-04-01 | 2013-08-08 | [10 empty] | FALSE
62 | 62 | Price Chopper - Albany |  | Price Chopper | Price Chopper |  | Fuel Cell | 400 | 0 | 0 | 0 | 0 | 0 | 0 | 0 | 0 | 0 | 0 | 0 | Doosan Fuel Cell America | 1 | 2009-12-01 | 2016-05-16 | [10 empty] | FALSE
63 | 63 | NYC Marriott Downtown |  | NYC Marriott Downtown | NYC Marriott Downtown |  | CHP | 650 | 0 | 0 | 0 | 0 | 0 | 0 | 0 | 0 | 0 | 0 | 0 | Carrier | 2 | 2010-04-01 | 2014-04-15 | [10 empty] | FALSE
65 | 65 | Trump Tower at City Center |  | Trump Tower | Trump Tower |  | CHP | 150 | 1046 | 0 | 0 | 0 | 0 | 0 | 0 | 0 | 0 | 0 | 0 | Aegis Energy Services, Inc. | 2 | 2010-07-01 | 2016-05-18 |  |  |  |  | TRUE | TRUE | FALSE | FALSE | FALSE |  | FALSE
66 | 66 | Golub Headquarters Office Building |  | Golub Headquarters Office Building | Golub Headquarters Office Building |  | CHP | 195 | 0 | 0 | 0 | 0 | 0 | 0 | 0 | 0 | 0 | 0 | 0 | Carrier | 1 | 2010-08-08 | 2014-10-13 | [10 empty] | FALSE
67 | 67 | Coca Cola Bottling |  | Coca Cola Bottling | Coca Cola Bottling |  | Fuel Cell | 800 | 0 | 0 | 0 | 0 | 0 | 0 | 0 | 0 | 0 | 0 | 0 | Doosan Fuel Cell America | 2 | 2010-08-01 | 2016-05-19 | [10 empty] | FALSE
68 | 68 | Sabic Innovative Plastics |  | Sabic Innovative Plastics | Sabic Innovative Plastics |  | CHP | 1275 | 0 | 0 | 0 | 0 | 0 | 0 | 0 | 0 | 0 | 0 | 0 | Sabic Innovative Plastics | 1 | 2010-05-01 | 2015-03-02 | [10 empty] | FALSE
69 | 69 | Wagner Farms |  | Wagner Farms | Wagner Farms |  | ADG | 100 | 0 | 0 | 0 | 0 | 0 | 0 | 0 | 0 | 0 | 0 | 0 | CH4 Biogas | 1 | 2010-12-01 | [5 empty] | FALSE | TRUE | FALSE | TRUE | FALSE | Automatic | TRUE
70 | 70 | One Penn Plaza |  | One Penn Plaza | One Penn Plaza |  | CHP | 6165 | 0 | 0 | 0 | 0 | 0 | 0 | 0 | 0 | 0 | 0 | 0 | GI Energy (formerly Endurant Energy) | 3 | 2010-10-01 | 2014-08-10 | [10 empty] | FALSE
71 | 71 | Ultra-Flex |  | Ultra-Flex - Old | Ultra-Flex - Old |  | CHP | 300 | 0 | 0 | 0 | 0 | 0 | 0 | 0 | 0 | 0 | 0 | 0 | Energy Concepts | 3 | 2011-05-27 | 2016-05-17 | [10 empty] | FALSE
72 | 72 | Roach Dairy Farm |  | Roach Dairy Farm | Roach Dairy Farm |  | ADG | 450 | 0 | 0 | 0 | 0 | 0 | 0 | 0 | 0 | 0 | 0 | 0 | RCM Digesters | 1 | 2011-01-01 | 2016-11-01 | [9 empty] | Automatic | FALSE
73 | 73 | Cornell University |  | Cornell University | Cornell University |  | CHP | 30000 | 0 | 0 | 0 | 0 | 0 | 0 | 0 | 0 | 0 | 0 | 0 | Cornell University | 2 | 2010-01-01 | 2016-02-01 | [10 empty] | FALSE
74 | 74 | Octagon |  | Octagon | Octagon |  | Fuel Cell | 400 | 0 | 0 | 0 | 0 | 0 | 0 | 0 | 0 | 0 | 0 | 0 | Doosan Fuel Cell America | 1 | 2011-05-17 | 2016-05-19 | [10 empty] | FALSE
75 | 75 | Price Chopper - Glenville |  | Price Chopper | Price Chopper |  | Fuel Cell | 200 | 0 | 0 | 0 | 0 | 0 | 0 | 0 | 0 | 0 | 0 | 0 | Doosan Fuel Cell America | 1 | 2011-05-12 | 2016-05-19 | [10 empty] | FALSE
76 | 76 | Saints Joachim and Anne Nursing and Rehabilitation |  | Saints Joachim and Anne Nursing and Rehabilitation | Saints Joachim and Anne Nursing and Rehabilitation |  | CHP | 300 | 0 | 0 | 0 | 0 | 0 | 0 | 0 | 0 | 0 | 0 | 0 | Energy Concepts | 3 | 2011-06-29 | 2016-11-28 | [10 empty] | FALSE
77 | 77 | Rome Memorial Hospital |  | Rome Memorial Hospital | Rome Memorial Hospital |  | CHP | 260 | 0 | 0 | 0 | 0 | 0 | 0 | 0 | 0 | 0 | 0 | 0 | IPD Engineering | 4 | 2011-06-08 | 2015-07-06 | [10 empty] | FALSE
78 | 78 | Burrstone Energy Center |  | Burrstone Combined | Burrstone Combined |  | CHP | 4400 | 0 | 0 | 0 | 0 | 0 | 0 | 0 | 0 | 0 | 0 | 0 | Cogen Power Technologies | 4 | 2009-07-01 | 2016-05-19 | [10 empty] | FALSE
79 | 79 | Sunrise Bakery |  | Sunrise Bakery | Sunrise Bakery |  | CHP | 525 | 0 | 0 | 0 | 0 | 0 | 0 | 0 | 0 | 0 | 0 | 0 | AES-NJ Cogen Co., Inc. | 1 | 2011-06-01 | 2011-12-31 | [10 empty] | FALSE
80 | 80 | Allied Frozen Storage |  | Allied Frozen Storage | Allied Frozen Storage |  | CHP | 2500 | 0 | 0 | 0 | 0 | 0 | 0 | 0 | 0 | 0 | 0 | 0 | Energy Concepts | 2 | 2009-01-15 | 2015-03-25 | [9 empty] | Automatic | FALSE
82 | 82 | Syracuse University Green Data Center |  | Syracuse University Green Data Center | Syracuse University Green Data Center |  | CHP | 780 | 0 | 0 | 0 | 0 | 0 | 0 | 0 | 0 | 0 | 0 | 0 | Syracuse University | 2 | 2011-09-01 | 2016-05-19 | [10 empty] | FALSE
83 | 83 | 800 Sixth Apartments |  | Archstone, Chelsea | Archstone, Chelsea |  | CHP | 75 | 523 | 0 | 0 | 0 | 0 | 0 | 0 | 0 | 0 | 0 | 0 | Aegis Energy Services, Inc. | 1 | 2012-01-01 | 2013-05-24 | [10 empty] | FALSE
84 | 84 | Avalon Midtown West |  | Avalon Midtown West | Avalon Midtown West |  | CHP | 150 | 1046 | 0 | 0 | 0 | 0 | 0 | 0 | 0 | 0 | 0 | 0 | Aegis Energy Services, Inc. | 2 | 2012-01-01 | 2013-03-08 | [10 empty] | FALSE
85 | 85 | Seaside Apartments |  | Seaside Apartments | Seaside Apartments |  | CHP | 100 | 0 | 0 | 0 | 0 | 0 | 0 | 0 | 0 | 0 | 0 | 0 | The Arker Companies | 1 | 2012-02-29 | 2015-03-25 | [9 empty] | Manual | FALSE
86 | 86 | Concord Court Apartments |  | Concord Court Apartments | Concord Court Apartments |  | CHP | 100 | 0 | 0 | 0 | 0 | 0 | 0 | 0 | 0 | 0 | 0 | 0 | The Arker Companies | 1 | 2012-02-01 | 2016-05-19 | [9 empty] | Manual | FALSE
87 | 87 | Linear Lighting |  | Linear Lighting | Linear Lighting |  | Solar PV | 261.184 | 0 | 0 | 0 | 0 | 0 | 0 | 0 | 0 | 0 | 0 | 0 | Ross Solar | 1 | 2012-03-20 | [9 empty] | FALSE |  | TRUE
88 | 88 | St Elizabeths CHP Plant |  | St Elizabeths CHP Plant | St Elizabeths CHP Plant |  | CHP | 2310 | 0 | 0 | 0 | 0 | 0 | 0 | 0 | 0 | 0 | 0 | 0 | Intelligent Energy Solutions | 3 | 2012-01-01 | 2016-05-19 | [10 empty] | FALSE
89 | 89 | Princeton Club |  | Princeton Club | Princeton Club |  | CHP | 300 | 0 | 0 | 0 | 0 | 0 | 0 | 0 | 0 | 0 | 0 | 0 | GI Energy (formerly Endurant Energy) | 3 | 2012-05-01 | 2015-04-29 | [10 empty] | FALSE
90 | 90 | Jewish Home and Hospital Greenwall Pavilion |  | Jewish Home and Hospital Greenwall Pavilion | Jewish Home and Hospital Greenwall Pavilion |  | CHP | 300 | 0 | 0 | 0 | 0 | 0 | 0 | 0 | 0 | 0 | 0 | 0 | Genesys Engineering | 3 | 2012-03-01 | 2016-05-19 | [10 empty] | FALSE
91 | 91 | Parker Jewish Institute |  | Parker Jewish Institute | Parker Jewish Institute |  | CHP | 300 | 0 | 0 | 0 | 0 | 0 | 0 | 0 | 0 | 0 | 0 | 0 | All Systems Cogeneration | 4 | 2012-05-01 | 2016-05-19 | [10 empty] | FALSE
92 | 92 | City of Schenectady Water Pollution Control Plant |  | City of Schenectady Water Pollution Control Plant | City of Schenectady Water Pollution Control Plant |  | CHP | 280 | 0 | 0 | 0 | 0 | 0 | 0 | 0 | 0 | 0 | 0 | 0 | CDM | 1 | 2012-03-01 | 2016-05-19 | [10 empty] | FALSE
93 | 93 | Walker Dairy |  | Walker Farms, LLC | Walker Farms, LLC |  | ADG | 300 | 0 | 0 | 0 | 0 | 0 | 0 | 0 | 0 | 0 | 0 | 0 | RCM Digesters | 1 | 2012-06-05 | [5 empty] | FALSE | FALSE | FALSE | TRUE | FALSE |  | TRUE
94 | 94 | Felix Storch |  | Felix Storch | Felix Storch |  | Solar PV | 147.84 | 0 | 0 | 0 | 0 | 0 | 0 | 0 | 0 | 0 | 0 | 0 | Ross Solar | 1 | 2012-08-01 | [11 empty] | FALSE
95 | 95 | Beth Israel Medical Center |  | Beth Israel Medical Center | Beth Israel Medical Center |  | CHP | 250 | 0 | 0 | 0 | 0 | 0 | 0 | 0 | 0 | 0 | 0 | 0 | Ecosystem | 1 | 2012-08-01 | 2017-01-10 | [10 empty] | FALSE
96 | 96 | Synergy Biogas |  | Synergy Biogas | Synergy Biogas |  | ADG | 1426 | 0 | 0 | 0 | 0 | 0 | 0 | 0 | 0 | 0 | 0 | 0 | CH4 Biogas | 1 | 2012-08-15 | 2017-03-10 | [10 empty] | TRUE
98 | 98 | Forest City Enterprises |  | Forest City Enterprises 87-25 Queens BLVD | Forest City Enterprises 87-25 Queens BLVD |  | Solar PV | 318.99 | 0 | 0 | 0 | 0 | 0 | 0 | 0 | 0 | 0 | 0 | 0 | Solar Energy Systems, LLC | 1 | 2012-09-19 | 2017-01-26 | [10 empty] | FALSE
99 | 99 | GAL Manufacturing |  | GAL Manufacturing | GAL Manufacturing |  | Solar PV | 237.12 | 0 | 0 | 0 | 0 | 0 | 0 | 0 | 0 | 0 | 0 | 0 | Tesla Energy Operations, Inc. (formerly SolarCity Corporation) | 1 | 2012-11-01 | [11 empty] | FALSE
100 | 100 | Walmart 2104 |  | Walmart 2104 | Walmart 2104 |  | Solar PV | 439.92 | 0 | 0 | 0 | 0 | 0 | 0 | 0 | 0 | 0 | 0 | 0 | Tesla Energy Operations, Inc. (formerly SolarCity Corporation) | 1 | 2012-11-14 | [11 empty] | FALSE
101 | 101 | Cabrini Terrace |  | Cabrini Terrace | Cabrini Terrace |  | CHP | 110 | 0 | 0 | 0 | 0 | 0 | 0 | 0 | 0 | 0 | 0 | 0 | DSM Engineering Associates | 2 | 2012-10-24 | 2016-10-11 | [10 empty] | FALSE
102 | 102 | Willet Dairy |  | Willet Dairy | Willet Dairy |  | ADG | 1000 | 0 | 0 | 0 | 0 | 0 | 0 | 0 | 0 | 0 | 0 | 0 | DVO Anaerobic Digesters (Formerly GHD) | 1 | 2012-11-01 | [5 empty] | FALSE | FALSE | FALSE | TRUE | FALSE | Automatic | TRUE
103 | 103 | Doral Arrowwood Hotel |  | Doral Arrowwood Hotel | Doral Arrowwood Hotel |  | CHP | 300 | 0 | 0 | 0 | 0 | 0 | 0 | 0 | 0 | 0 | 0 | 0 | American DG Energy, Inc. | 3 | 2012-12-01 | 2017-01-13 | [10 empty] | FALSE
104 | 104 | Maspeth Solar |  | Maspeth Solar | Maspeth Solar |  | Solar PV | 282.15 | 0 | 0 | 0 | 0 | 0 | 0 | 0 | 0 | 0 | 0 | 0 | Solar Energy Systems, LLC | 1 | 2012-12-27 | [11 empty] | FALSE
105 | 105 | 1948 Troutman St. |  | 1948 Troutman St. | 1948 Troutman St. |  | Solar PV | 352.56 | 0 | 0 | 0 | 0 | 0 | 0 | 0 | 0 | 0 | 0 | 0 | Bright Power | 1 | 2012-12-22 | [11 empty] | FALSE
106 | 106 | RiteLite |  | RiteLite | RiteLite |  | Solar PV | 172 | 0 | 0 | 0 | 0 | 0 | 0 | 0 | 0 | 0 | 0 | 0 | OnForce Solar, Inc. | 1 | 2012-11-27 | [11 empty] | FALSE
107 | 107 | Compass Forwarding - Sedgwick LLC |  | Compass Forwarding - Sedgwick LLC | Compass Forwarding - Sedgwick LLC |  | Solar PV | 88.944 | 0 | 0 | 0 | 0 | 0 | 0 | 0 | 0 | 0 | 0 | 0 | Ross Solar | 1 | 2013-01-17 | [11 empty] | FALSE
108 | 108 | Gardeau Crest Farm |  | Gardeau Crest Farms, LLC | Gardeau Crest Farms, LLC |  | ADG | 648 | 0 | 0 | 0 | 0 | 0 | 0 | 0 | 0 | 0 | 0 | 0 | DVO Anaerobic Digesters (Formerly GHD) | 1 | 2012-08-01 | [5 empty] | FALSE | FALSE | FALSE | TRUE | FALSE | Automatic | TRUE
109 | 109 | Stop&Shop Rhinebeck #536 |  | Stop&Shop Rhinebeck #536 | Stop&Shop Rhinebeck #536 |  | Solar PV | 214.17 | 0 | 0 | 0 | 0 | 0 | 0 | 0 | 0 | 0 | 0 | 0 | Real Good Solar (formerly Mercury Solar Systems) | 1 | 2013-01-29 | [11 empty] | FALSE
110 | 110 | Kohl's #782 Staten Island |  | Kohl's #782 Staten Island | Kohl's #782 Staten Island |  | Solar PV | 334.125 | 0 | 0 | 0 | 0 | 0 | 0 | 0 | 0 | 0 | 0 | 0 | Sunedison | 1 | 2012-12-05 | 2017-12-07 | [10 empty] | FALSE
111 | 111 | Broadway Stages |  | Broadway Stages | Broadway Stages |  | Solar PV | 282.15 | 0 | 0 | 0 | 0 | 0 | 0 | 0 | 0 | 0 | 0 | 0 | Solar Energy Systems, LLC | 1 | 2013-02-01 | [11 empty] | FALSE
112 | 112 | Stop&Shop Monroe #523 |  | Stop&Shop Monroe #523 | Stop&Shop Monroe #523 |  | Solar PV | 243.38 | 0 | 0 | 0 | 0 | 0 | 0 | 0 | 0 | 0 | 0 | 0 | Real Good Solar (formerly Mercury Solar Systems) | 1 | 2013-02-01 | [11 empty] | FALSE
113 | 113 | Silver Towers - New York |  | Silver Towers | Silver Towers |  | CHP | 300 | 2100 | 0 | 0 | 0 | 0 | 0 | 0 | 0 | 0 | 0 | 0 | Silverstein Properties, Inc. | 3 | 2013-01-01 | [5 empty] | TRUE | TRUE | FALSE | FALSE | FALSE |  | FALSE
114 | 114 | Rivington House |  | Rivington House | Rivington House |  | CHP | 240 | 0 | 0 | 0 | 0 | 0 | 0 | 0 | 0 | 0 | 0 | 0 | AES-NJ Cogen Co., Inc. | 4 | 2013-02-21 | 2015-11-06 | [10 empty] | FALSE
115 | 115 | Dykes Lumber |  | Dykes Lumber | Dykes Lumber |  | Solar PV | 196.35 | 0 | 0 | 0 | 0 | 0 | 0 | 0 | 0 | 0 | 0 | 0 | EnterSolar, LLC | 1 | 2013-03-14 | [11 empty] | FALSE
116 | 116 | Stop&Shop New City # 596 |  | Stop&Shop New City # 596 | Stop&Shop New City # 596 |  | Solar PV | 162.25 | 0 | 0 | 0 | 0 | 0 | 0 | 0 | 0 | 0 | 0 | 0 | Real Good Solar (formerly Mercury Solar Systems) | 1 | 2013-03-26 | 2018-06-15 | [10 empty] | FALSE
117 | 117 | Stop&Shop Tarrytown # 599 |  | Stop&Shop Tarrytown # 599 | Stop&Shop Tarrytown # 599 |  | Solar PV | 178.8 | 0 | 0 | 0 | 0 | 0 | 0 | 0 | 0 | 0 | 0 | 0 | Real Good Solar (formerly Mercury Solar Systems) | 1 | 2013-03-21 | [11 empty] | FALSE
118 | 118 | East Irondequoit Central School District |  | East Irondequoit Central School District | East Irondequoit Central School District |  | CHP | 325 | 0 | 0 | 0 | 0 | 0 | 0 | 0 | 0 | 0 | 0 | 0 | Clark Patterson Lee | 5 | 2013-02-24 | [5 empty] | TRUE | TRUE | TRUE | FALSE | FALSE |  | FALSE
119 | 119 | Churchill |  | Churchill | Churchill |  | CHP | 150 | 0 | 0 | 0 | 0 | 0 | 0 | 0 | 0 | 0 | 0 | 0 | Aegis Energy Services, Inc. | 2 | 2013-03-01 | 2017-02-27 | [10 empty] | FALSE
120 | 120 | Albany Medical Center |  | Albany Medical Center | Albany Medical Center |  | CHP | 4500 | 0 | 0 | 0 | 0 | 0 | 0 | 0 | 0 | 0 | 0 | 0 | Cogen Power Technologies | 1 | 2013-04-01 | 2016-08-24 | [9 empty] | Manual | FALSE
121 | 469 | Hilton - New York |  | Hilton - New York - Anaergia | Hilton - New York - Anaergia |  | CHP | 1750 | 9320.003 | 0 | 0 | 0 | 0 | 0 | 0 | 0 | 0 | 0 | 0 | Anaergia | 7 | 2013-04-25 | [5 empty] | TRUE | FALSE | FALSE | TRUE | FALSE |  | FALSE
122 | 122 | Victory Food Service |  | Victory Food Service | Victory Food Service |  | Solar PV | 339.9 | 0 | 0 | 0 | 0 | 0 | 0 | 0 | 0 | 0 | 0 | 0 | OnForce Solar, Inc. | 1 | 2013-06-11 | [11 empty] | FALSE
123 | 123 | Stop&Shop Ossining # 2502 |  | Stop&Shop Ossining # 2502 | Stop&Shop Ossining # 2502 |  | Solar PV | 259.6 | 0 | 0 | 0 | 0 | 0 | 0 | 0 | 0 | 0 | 0 | 0 | Real Good Solar (formerly Mercury Solar Systems) | 1 | 2013-06-17 | [11 empty] | FALSE
124 | 124 | Albany County Sewer District North Plant |  | Albany County Sewer District North Plant | Albany County Sewer District North Plant |  | CHP | 925 | 0 | 0 | 0 | 0 | 0 | 0 | 0 | 0 | 0 | 0 | 0 | CDM | 1 | 2013-05-01 | 2018-07-31 |  |  |  |  | FALSE | TRUE | FALSE | FALSE | FALSE |  | FALSE
125 | 125 | Fountain House |  | Fountain House | Fountain House |  | CHP | 65 | 251 | 0 | 0 | 0 | 0 | 0 | 0 | 0 | 0 | 0 | 0 | IP Group | 1 | 2013-03-01 | [5 empty] | TRUE | TRUE | TRUE | FALSE | FALSE |  | FALSE
127 | 127 | Big Geyser, Inc. |  | Big Geyser, Inc. (Truck Room) | Big Geyser, Inc. (Truck Room) |  | Solar PV | 175.23 | 0 | 0 | 0 | 0 | 0 | 0 | 0 | 0 | 0 | 0 | 0 | EmPower CES, LLC | 1 | 2013-07-30 | [11 empty] | FALSE
129 | 129 | Don Bosco Community Center Bldg. A |  | Don Bosco Community Center Bldg. A | Don Bosco Community Center Bldg. A |  | Solar PV | 241.345 | 0 | 0 | 0 | 0 | 0 | 0 | 0 | 0 | 0 | 0 | 0 | SunRay Power, LLC | 1 | 2013-07-11 | [11 empty] | FALSE
130 | 130 | Don Bosco Community Center Bldg. G |  | Don Bosco Community Center Bldg. G | Don Bosco Community Center Bldg. G |  | Solar PV | 82.485 | 0 | 0 | 0 | 0 | 0 | 0 | 0 | 0 | 0 | 0 | 0 | SunRay Power, LLC | 1 | 2013-07-11 | [11 empty] | FALSE
131 | 131 | Don Bosco Community Center Bldg. H |  | Don Bosco Community Center Bldg. H | Don Bosco Community Center Bldg. H |  | Solar PV | 61.1 | 0 | 0 | 0 | 0 | 0 | 0 | 0 | 0 | 0 | 0 | 0 | SunRay Power, LLC | 1 | 2013-07-11 | [11 empty] | FALSE
132 | 132 | Bed Bath & Beyond #1015/Christmas Tree Shops #7030 |  | Bed Bath & Beyond #1015/Christmas Tree Shops #7030 | Bed Bath & Beyond #1015/Christmas Tree Shops #7030 |  | Solar PV | 708.936 | 0 | 0 | 0 | 0 | 0 | 0 | 0 | 0 | 0 | 0 | 0 | Solar Energy Systems, LLC | 1 | 2013-08-27 | [11 empty] | FALSE
133 | 133 | Sealing Devices |  | Sealing Devices | Sealing Devices |  | Solar PV | 250.92 | 0 | 0 | 0 | 0 | 0 | 0 | 0 | 0 | 0 | 0 | 0 | Montante Solar | 1 | 2013-09-26 | 2017-09-25 | [10 empty] | FALSE
134 | 134 | Kohl's #988 Kingston |  | Kohl's #988 Kingston | Kohl's #988 Kingston |  | Solar PV | 451.06 | 0 | 0 | 0 | 0 | 0 | 0 | 0 | 0 | 0 | 0 | 0 | Sunedison | 1 | 2013-09-25 | 2018-01-02 | [10 empty] | FALSE
135 | 135 | Kohl's #963 North Amherst |  | Kohl's #963 North Amherst | Kohl's #963 North Amherst |  | Solar PV | 312.62 | 0 | 0 | 0 | 0 | 0 | 0 | 0 | 0 | 0 | 0 | 0 | Sunedison | 1 | 2013-09-25 | 2017-08-11 | [10 empty] | FALSE
136 | 136 | Kohl's #1203 Ithaca |  | Kohl's #1203 Ithaca | Kohl's #1203 Ithaca |  | Solar PV | 308.28 | 0 | 0 | 0 | 0 | 0 | 0 | 0 | 0 | 0 | 0 | 0 | Sunedison | 1 | 2013-09-25 | 2018-01-01 | [10 empty] | FALSE
137 | 137 | Kohl's #35 Horseheads |  | Kohl's #35 Horseheads | Kohl's #35 Horseheads |  | Solar PV | 270.27 | 0 | 0 | 0 | 0 | 0 | 0 | 0 | 0 | 0 | 0 | 0 | Sunedison | 1 | 2013-09-30 | 2017-02-25 | [10 empty] | FALSE
138 | 138 | Kohl's #770 Greece |  | Kohl's #770 Greece | Kohl's #770 Greece |  | Solar PV | 330.99 | 0 | 0 | 0 | 0 | 0 | 0 | 0 | 0 | 0 | 0 | 0 | Sunedison | 1 | 2013-09-30 | 2017-12-29 | [10 empty] | FALSE
139 | 139 | Kohl's #1079 Auburn |  | Kohl's #1079 Auburn | Kohl's #1079 Auburn |  | Solar PV | 310.2 | 0 | 0 | 0 | 0 | 0 | 0 | 0 | 0 | 0 | 0 | 0 | Sunedison | 1 | 2013-09-30 | 2017-10-15 | [10 empty] | FALSE
140 | 140 | Watchtower |  | Watchtower | Watchtower |  | Solar PV | 742.6 | 0 | 0 | 0 | 0 | 0 | 0 | 0 | 0 | 0 | 0 | 0 | Hudson Solar | 1 | 2013-09-19 | [11 empty] | FALSE
141 | 141 | Chelsea Mercantile |  | Chelsea Mercantile | Chelsea Mercantile |  | CHP | 150 | 1046 | 0 | 0 | 0 | 0 | 0 | 0 | 0 | 0 | 0 | 0 | Aegis Energy Services, Inc. | 2 | 2013-09-20 | [5 empty] | TRUE | TRUE | FALSE | FALSE | FALSE |  | FALSE
142 | 142 | Triform Enterprises |  | Triform Enterprises | Triform Enterprises |  | Solar PV | 192.27 | 0 | 0 | 0 | 0 | 0 | 0 | 0 | 0 | 0 | 0 | 0 | Hudson Solar | 1 | 2013-10-09 | [11 empty] | FALSE
143 | 143 | Extra Space Storage Brooklyn |  | Extra Space Storage Brooklyn | Extra Space Storage Brooklyn |  | Solar PV | 126 | 0 | 0 | 0 | 0 | 0 | 0 | 0 | 0 | 0 | 0 | 0 | Safari Energy, LLC | 1 | 2013-10-16 | [11 empty] | FALSE
145 | 145 | Owens Corning |  | Owens Corning | Owens Corning |  | Solar PV | 2700 | 0 | 0 | 0 | 0 | 0 | 0 | 0 | 0 | 0 | 0 | 0 | Constellation Energy | 1 | 2013-10-10 | [11 empty] | FALSE
147 | 147 | Jetro Cash and Carry |  | Jetro Cash and Carry 1 | Jetro Cash and Carry 1 |  | Solar PV | 654 | 0 | 0 | 0 | 0 | 0 | 0 | 0 | 0 | 0 | 0 | 0 | Ross Solar | 1 | 2013-10-01 | [11 empty] | FALSE
148 | 148 | Stewart's Shop Corporation |  | Stewart's Shop Corporation | Stewart's Shop Corporation |  | Solar PV | 591.36 | 0 | 0 | 0 | 0 | 0 | 0 | 0 | 0 | 0 | 0 | 0 | EnterSolar, LLC | 1 | 2013-11-05 | [11 empty] | FALSE
149 | 149 | Stop&Shop Yonkers #0522 |  | Stop&Shop Yonkers #0522 | Stop&Shop Yonkers #0522 |  | Solar PV | 275.82 | 0 | 0 | 0 | 0 | 0 | 0 | 0 | 0 | 0 | 0 | 0 | Real Good Solar (formerly Mercury Solar Systems) | 1 | 2013-10-30 | [11 empty] | FALSE
150 | 150 | 2000 Westchester |  | 2000 Westchester | 2000 Westchester |  | Solar PV | 823.36 | 0 | 0 | 0 | 0 | 0 | 0 | 0 | 0 | 0 | 0 | 0 | MS Solar (Morgan Stanley) | 1 | 2013-11-08 | [11 empty] | FALSE
151 | 151 | Architectural Grille |  | Architectural Grille | Architectural Grille |  | Solar PV | 312.62 | 0 | 0 | 0 | 0 | 0 | 0 | 0 | 0 | 0 | 0 | 0 | Solar Energy Systems, LLC | 1 | 2013-11-15 | 2017-03-15 | [10 empty] | FALSE
152 | 152 | Matt Brewing Company |  | The Matt Brewing Company | The Matt Brewing Company |  | ADG | 400 | 0 | 0 | 0 | 0 | 0 | 0 | 0 | 0 | 0 | 0 | 0 | Environmental Management Group International, Inc. | 1 | 2013-11-01 | [5 empty] | FALSE | FALSE | FALSE | TRUE | FALSE |  | FALSE
153 | 153 | Sims Metal Management |  | Sims Metal Management | Sims Metal Management |  | Solar PV | 591.36 | 0 | 0 | 0 | 0 | 0 | 0 | 0 | 0 | 0 | 0 | 0 | Solar Energy Systems, LLC | 1 | 2013-11-27 | [11 empty] | FALSE
154 | 154 | Village of Wappingers Falls |  | Village of Wappingers Falls | Village of Wappingers Falls |  | Solar PV | 239.54 | 0 | 0 | 0 | 0 | 0 | 0 | 0 | 0 | 0 | 0 | 0 | Paradise Energy Solutions | 1 | 2014-08-29 | [11 empty] | FALSE
155 | 155 | Macy's Furniture |  | Macy's Furniture | Macy's Furniture |  | Solar PV | 385.52 | 0 | 0 | 0 | 0 | 0 | 0 | 0 | 0 | 0 | 0 | 0 | Solar Energy Systems, LLC | 1 | 2013-12-05 | [11 empty] | FALSE
156 | 156 | Walmart 2405 |  | Walmart 2405 | Walmart 2405 |  | Solar PV | 494 | 0 | 0 | 0 | 0 | 0 | 0 | 0 | 0 | 0 | 0 | 0 | Tesla Energy Operations, Inc. (formerly SolarCity Corporation) | 1 | 2013-12-13 | [11 empty] | FALSE
157 | 157 | Walmart 2097 |  | Walmart 2097 | Walmart 2097 |  | Solar PV | 393.12 | 0 | 0 | 0 | 0 | 0 | 0 | 0 | 0 | 0 | 0 | 0 | Tesla Energy Operations, Inc. (formerly SolarCity Corporation) | 1 | 2013-12-09 | [11 empty] | FALSE
158 | 158 | Walmart 6356 |  | Walmart 6356 | Walmart 6356 |  | Solar PV | 240.24 | 0 | 0 | 0 | 0 | 0 | 0 | 0 | 0 | 0 | 0 | 0 | Tesla Energy Operations, Inc. (formerly SolarCity Corporation) | 1 | 2013-12-12 | [11 empty] | FALSE
159 | 159 | VulCraft of NY |  | VulCraft of NY | VulCraft of NY |  | Solar PV | 1600 | 0 | 0 | 0 | 0 | 0 | 0 | 0 | 0 | 0 | 0 | 0 | Soltage LLC | 1 | 2013-11-16 | 2017-05-03 | [10 empty] | FALSE
160 | 160 | Carlisle Construction |  | Carlisle Construction | Carlisle Construction |  | Solar PV | 953.57 | 0 | 0 | 0 | 0 | 0 | 0 | 0 | 0 | 0 | 0 | 0 | Tecta Solar | 1 | 2013-12-19 | [11 empty] | FALSE
161 | 161 | Carter, Milchman and Frank, Inc. |  | CMF - 23505 | CMF - 23505 |  | Solar PV | 96.792 | 0 | 0 | 0 | 0 | 0 | 0 | 0 | 0 | 0 | 0 | 0 | Ross Solar | 1 | 2015-06-12 | [11 empty] | FALSE
162 | 162 | Macy's Main |  | Macy's Main | Macy's Main |  | Solar PV | 507.52 | 0 | 0 | 0 | 0 | 0 | 0 | 0 | 0 | 0 | 0 | 0 | Solar Energy Systems, LLC | 1 | 2013-12-16 | [11 empty] | FALSE
163 | 163 | Bard College |  | Bard College | Bard College |  | Solar PV | 280 | 0 | 0 | 0 | 0 | 0 | 0 | 0 | 0 | 0 | 0 | 0 | Solartech Renewables | 1 | 2014-01-08 | [11 empty] | FALSE
164 | 164 | Seneca County Law Enforcement Center |  | Seneca County Law Enforcement Center | Seneca County Law Enforcement Center |  | Solar PV | 844.8 | 0 | 0 | 0 | 0 | 0 | 0 | 0 | 0 | 0 | 0 | 0 | Spear Point Energy | 1 | 2013-12-27 | [11 empty] | FALSE
165 | 165 | Kohl's #1411 Hudson |  | Kohl's #1411 Hudson | Kohl's #1411 Hudson |  | Solar PV | 299.64 | 0 | 0 | 0 | 0 | 0 | 0 | 0 | 0 | 0 | 0 | 0 | Sunedison | 1 | 2013-12-01 | 2018-01-02 | [10 empty] | FALSE
166 | 166 | Kohl's #1113 Williamsville |  | Kohl's #1113 Williamsville | Kohl's #1113 Williamsville |  | Solar PV | 336.6 | 0 | 0 | 0 | 0 | 0 | 0 | 0 | 0 | 0 | 0 | 0 | Sunedison | 1 | 2013-12-03 | 2018-01-13 | [10 empty] | FALSE
167 | 167 | Kohl's #1306 Buffalo |  | Kohl's #1306 Buffalo | Kohl's #1306 Buffalo |  | Solar PV | 364.65 | 0 | 0 | 0 | 0 | 0 | 0 | 0 | 0 | 0 | 0 | 0 | Sunedison | 1 | 2013-12-01 | 2018-01-02 | [10 empty] | FALSE
168 | 168 | Kohl's #1048 Newburgh |  | Kohl's #1048 Newburgh | Kohl's #1048 Newburgh |  | Solar PV | 283.36 | 0 | 0 | 0 | 0 | 0 | 0 | 0 | 0 | 0 | 0 | 0 | Sunedison | 1 | 2013-12-03 | 2017-11-15 | [10 empty] | FALSE
169 | 169 | Walmart 1781 |  | Walmart 1781 | Walmart 1781 |  | Solar PV | 539.5 | 0 | 0 | 0 | 0 | 0 | 0 | 0 | 0 | 0 | 0 | 0 | Tesla Energy Operations, Inc. (formerly SolarCity Corporation) | 1 | 2014-01-08 | [11 empty] | FALSE
170 | 170 | Church Street Hilton |  | Church Street Hilton | Church Street Hilton |  | CHP | 500 | 2497.6 | 0 | 0 | 0 | 0 | 0 | 0 | 0 | 0 | 0 | 0 | SDP/Greenwood Energy | 2 | 2014-02-01 | [5 empty] | TRUE | TRUE | FALSE | FALSE | FALSE |  | FALSE
171 | 171 | Target Glenville |  | Target Glenville | Target Glenville |  | Solar PV | 691.15 | 0 | 0 | 0 | 0 | 0 | 0 | 0 | 0 | 0 | 0 | 0 | EnterSolar, LLC | 1 | 2014-01-01 | [11 empty] | FALSE
172 | 172 | Mountain Service Distributors |  | Mountain Service Distributors | Mountain Service Distributors |  | Solar PV | 387.5 | 0 | 0 | 0 | 0 | 0 | 0 | 0 | 0 | 0 | 0 | 0 | EnterSolar, LLC | 1 | 2014-01-22 | [11 empty] | FALSE
173 | 173 | Whole Foods - Brooklyn |  | Whole Foods - Brooklyn | Whole Foods - Brooklyn |  | Solar PV | 306.6 | 0 | 0 | 0 | 0 | 0 | 0 | 0 | 0 | 0 | 0 | 0 | Sunedison | 1 | 2014-01-01 | [11 empty] | FALSE
174 | 174 | Fesko Farm |  | Fesko Farm | Fesko Farm |  | Solar PV | 303.05 | 0 | 0 | 0 | 0 | 0 | 0 | 0 | 0 | 0 | 0 | 0 | RER Energy Group | 1 | 2014-01-27 | [11 empty] | FALSE
175 | 175 | Marshall Farms Group |  | Marshall Farms Group | Marshall Farms Group |  | Solar PV | 650 | 0 | 0 | 0 | 0 | 0 | 0 | 0 | 0 | 0 | 0 | 0 | GreenSpark Solar (Formerly Sustainable Energy Developments Inc.) | 1 | 2014-02-14 | [11 empty] | FALSE
176 | 176 | Lotte New York Palace Hotel |  | Palace Hotel | Palace Hotel |  | CHP | 780 | 3450 | 0 | 0 | 0 | 0 | 0 | 0 | 0 | 0 | 0 | 0 | RSP Systems | 12 | 2013-11-14 | [5 empty] | TRUE | TRUE | TRUE | FALSE | FALSE |  | FALSE
177 | 177 | Greenwood Dairy |  | Greenwood Dairy | Greenwood Dairy |  | ADG | 484 | 0 | 0 | 0 | 0 | 0 | 0 | 0 | 0 | 0 | 0 | 0 | RCM Digesters | 1 | 2014-02-15 | [5 empty] | FALSE | FALSE | FALSE | TRUE | FALSE | Automatic | TRUE
178 | 178 | Target Williamsville |  | Target Williamsville | Target Williamsville |  | Solar PV | 390 | 0 | 0 | 0 | 0 | 0 | 0 | 0 | 0 | 0 | 0 | 0 | EnterSolar, LLC | 1 | 2014-02-01 | [11 empty] | FALSE
179 | 179 | King Zak Industries |  | King Zak Industries | King Zak Industries |  | Solar PV | 325.3 | 0 | 0 | 0 | 0 | 0 | 0 | 0 | 0 | 0 | 0 | 0 | EnterSolar, LLC | 1 | 2014-03-12 | [11 empty] | FALSE
180 | 180 | Nice-Pak Products, Inc |  | Nice-Pak Products, Inc. | Nice-Pak Products, Inc. |  | Solar PV | 854.75 | 0 | 0 | 0 | 0 | 0 | 0 | 0 | 0 | 0 | 0 | 0 | Lighthouse Solar | 1 | 2014-02-21 | 2017-09-24 | [10 empty] | FALSE
181 | 181 | Manheim Remarketing Inc. - Newburgh #1 |  | Manheim Remarketing Inc. - Newburgh #1 | Manheim Remarketing Inc. - Newburgh #1 |  | Solar PV | 117 | 0 | 0 | 0 | 0 | 0 | 0 | 0 | 0 | 0 | 0 | 0 | Tesla Energy Operations, Inc. (formerly SolarCity Corporation) | 1 | 2014-02-19 | [11 empty] | FALSE
182 | 182 | Manheim Remarketing, Inc. - Clifton Park |  | Manheim Remarketing, Inc. - Clifton Park | Manheim Remarketing, Inc. - Clifton Park |  | Solar PV | 110.5 | 0 | 0 | 0 | 0 | 0 | 0 | 0 | 0 | 0 | 0 | 0 | Tesla Energy Operations, Inc. (formerly SolarCity Corporation) | 1 | 2014-02-22 | [11 empty] | FALSE
183 | 183 | Stop&Shop White Plains #0501 |  | Stop&Shop White Plains #0501 | Stop&Shop White Plains #0501 |  | Solar PV | 250.8 | 0 | 0 | 0 | 0 | 0 | 0 | 0 | 0 | 0 | 0 | 0 | Real Good Solar (formerly Mercury Solar Systems) | 1 | 2014-01-27 | [11 empty] | FALSE
184 | 184 | Sunlight Clinton Realty |  | Sunlight Clinton Realty | Sunlight Clinton Realty |  | Solar PV | 220 | 0 | 0 | 0 | 0 | 0 | 0 | 0 | 0 | 0 | 0 | 0 | Absolutely Energized Solar Electric, Inc. | 1 | 2014-03-06 | [11 empty] | FALSE
185 | 185 | Quality Braid |  | Quality Braid | Quality Braid |  | Solar PV | 240.9 | 0 | 0 | 0 | 0 | 0 | 0 | 0 | 0 | 0 | 0 | 0 | OnForce Solar, Inc. | 1 | 2014-03-01 | [11 empty] | FALSE
186 | 186 | PriceMaster |  | PriceMaster | PriceMaster |  | Solar PV | 402.6 | 0 | 0 | 0 | 0 | 0 | 0 | 0 | 0 | 0 | 0 | 0 | OnForce Solar, Inc. | 1 | 2014-03-04 | [11 empty] | FALSE
187 | 187 | Lawnhurst Farms |  | Lawnhurst Farms, LLC | Lawnhurst Farms, LLC |  | ADG | 541 | 0 | 0 | 0 | 0 | 0 | 0 | 0 | 0 | 0 | 0 | 0 | EnviTec | 1 | 2014-03-01 | [5 empty] | FALSE | TRUE | FALSE | TRUE | FALSE |  | TRUE
188 | 188 | Bloomingdales |  | Bloomingdales | Bloomingdales |  | Solar PV | 399.6 | 0 | 0 | 0 | 0 | 0 | 0 | 0 | 0 | 0 | 0 | 0 | Dynamic Energy Solutions, LLC | 1 | 2014-04-20 | [11 empty] | FALSE
189 | 189 | Manheim Remarketing Inc. - Newburgh #2 |  | Manheim Remarketing Inc. - Newburgh #2 | Manheim Remarketing Inc. - Newburgh #2 |  | Solar PV | 747.5 | 0 | 0 | 0 | 0 | 0 | 0 | 0 | 0 | 0 | 0 | 0 | Tesla Energy Operations, Inc. (formerly SolarCity Corporation) | 1 | 2014-04-26 | [11 empty] | FALSE
190 | 190 | Verizon - Clinton Ave |  | Verizon - Clinton Ave | Verizon - Clinton Ave |  | Fuel Cell | 400 | 0 | 0 | 0 | 0 | 0 | 0 | 0 | 0 | 0 | 0 | 0 | Doosan Fuel Cell America | 1 | 2013-12-30 | [5 empty] | FALSE | FALSE | FALSE | FALSE | FALSE | Automatic | FALSE
191 | 191 | Verizon - Forest Ave |  | Verizon - Forest Ave | Verizon - Forest Ave |  | Fuel Cell | 400 | 0 | 0 | 0 | 0 | 0 | 0 | 0 | 0 | 0 | 0 | 0 | Doosan Fuel Cell America | 1 | 2013-12-31 | [5 empty] | FALSE | FALSE | FALSE | FALSE | FALSE | Automatic | FALSE
192 | 192 | Verizon - Jamaica |  | Verizon - Jamaica | Verizon - Jamaica |  | Fuel Cell | 800 | 0 | 0 | 0 | 0 | 0 | 0 | 0 | 0 | 0 | 0 | 0 | Doosan Fuel Cell America | 2 | 2013-12-31 | [5 empty] | FALSE | FALSE | FALSE | FALSE | FALSE | Automatic | FALSE
193 | 193 | Verizon - Meserole St |  | Verizon - Meserole St | Verizon - Meserole St |  | Fuel Cell | 800 | 0 | 0 | 0 | 0 | 0 | 0 | 0 | 0 | 0 | 0 | 0 | Doosan Fuel Cell America | 2 | 2013-12-30 | [5 empty] | TRUE | TRUE | FALSE | FALSE | FALSE |  | FALSE
194 | 194 | Verizon - Rockaway Ave |  | Verizon - Rockaway Ave | Verizon - Rockaway Ave |  | Fuel Cell | 400 | 0 | 0 | 0 | 0 | 0 | 0 | 0 | 0 | 0 | 0 | 0 | Doosan Fuel Cell America | 1 | 2013-12-31 | [5 empty] | FALSE | FALSE | FALSE | FALSE | FALSE | Automatic | FALSE
195 | 195 | Ovation In-Store |  | Ovation In-Store | Ovation In-Store |  | Solar PV | 300 | 0 | 0 | 0 | 0 | 0 | 0 | 0 | 0 | 0 | 0 | 0 | Ross Solar | 1 | 2014-05-21 | [11 empty] | FALSE
196 | 196 | LADS Avenue Associates, LLC |  | LADS Avenue Associates, LLC | LADS Avenue Associates, LLC |  | Solar PV | 341.33 | 0 | 0 | 0 | 0 | 0 | 0 | 0 | 0 | 0 | 0 | 0 | Real Good Solar (formerly Mercury Solar Systems) | 1 | 2014-06-05 | [11 empty] | FALSE
197 | 197 | Urban Horizons Building |  | Urban Horizons Building | Urban Horizons Building |  | CHP | 65 | 408 | 0 | 0 | 0 | 0 | 0 | 0 | 0 | 0 | 0 | 0 | Steven Winter Associates | 1 | 2013-10-31 | [5 empty] | TRUE | TRUE | FALSE | FALSE | FALSE |  | FALSE
198 | 198 | Wegmans Markets Office Building |  | Wegmans Markets Office Building | Wegmans Markets Office Building |  | Solar PV | 536.25 | 0 | 0 | 0 | 0 | 0 | 0 | 0 | 0 | 0 | 0 | 0 | Solar Liberty | 1 | 2014-07-01 | [11 empty] | FALSE
199 | 199 | Manhattan Beer Distributor |  | Manhattan Beer Distributor | Manhattan Beer Distributor |  | Solar PV | 1059.3 | 0 | 0 | 0 | 0 | 0 | 0 | 0 | 0 | 0 | 0 | 0 | OnForce Solar, Inc. | 1 | 2014-06-28 | [11 empty] | FALSE
200 | 200 | Extra Space Storage Bronx |  | Extra Space Storage Bronx | Extra Space Storage Bronx |  | Solar PV | 189 | 0 | 0 | 0 | 0 | 0 | 0 | 0 | 0 | 0 | 0 | 0 | Safari Energy, LLC | 1 | 2014-07-18 | [11 empty] | FALSE
201 | 201 | Cinemark Site #202 |  | Cinemark Site #202 | Cinemark Site #202 |  | Solar PV | 312.13 | 0 | 0 | 0 | 0 | 0 | 0 | 0 | 0 | 0 | 0 | 0 | SoCore Energy LLC | 1 | 2014-08-13 | [11 empty] | FALSE
202 | 202 | Skidmore College |  | Skidmore College | Skidmore College |  | Solar PV | 2085 | 0 | 0 | 0 | 0 | 0 | 0 | 0 | 0 | 0 | 0 | 0 | Dynamic Energy Solutions, LLC | 1 | 2014-07-31 | [11 empty] | FALSE
203 | 203 | Cornell Snyder Road Solar Farm |  | Cornell Snyder Road Solar Farm | Cornell Snyder Road Solar Farm |  | Solar PV | 2067.29 | 0 | 0 | 0 | 0 | 0 | 0 | 0 | 0 | 0 | 0 | 0 | Ulysses Solar LLC | 1 | 2014-09-12 | [11 empty] | FALSE
204 | 204 | Anheuser Busch - Bronx |  | Anheuser Busch - Bronx | Anheuser Busch - Bronx |  | Solar PV | 711.37 | 0 | 0 | 0 | 0 | 0 | 0 | 0 | 0 | 0 | 0 | 0 | Sunedison | 1 | 2014-09-01 | 2018-01-02 | [10 empty] | FALSE
205 | 205 | Spruce Haven |  | CRE-Spruce Haven LLC | CRE-Spruce Haven LLC |  | ADG | 520 | 0 | 0 | 0 | 0 | 0 | 0 | 0 | 0 | 0 | 0 | 0 | Larsen Engineers | 1 | 2014-10-28 | [5 empty] | FALSE | FALSE | FALSE | TRUE | FALSE | Automatic | TRUE
206 | 206 | Clarkson Solar |  | Clarkson Solar | Clarkson Solar |  | Solar PV | 2311.2 | 0 | 0 | 0 | 0 | 0 | 0 | 0 | 0 | 0 | 0 | 0 | Clarkson Solar LLC (Community Energy Solar) | 1 | 2014-12-04 | [11 empty] | FALSE
207 | 207 | Bausch & Lomb |  | Bausch & Lomb | Bausch & Lomb |  | Solar PV | 1100.1 | 0 | 0 | 0 | 0 | 0 | 0 | 0 | 0 | 0 | 0 | 0 | Solectria | 1 | 2014-11-25 | [11 empty] | FALSE
209 | 209 | Fed Ex Ground |  | Fed Ex Ground - 28808 | Fed Ex Ground - 28808 |  | Solar PV | 583 | 0 | 0 | 0 | 0 | 0 | 0 | 0 | 0 | 0 | 0 | 0 | Solar Energy Systems, LLC | 1 | 2014-11-01 | [11 empty] | FALSE
210 | 210 | Macy's Albany |  | Macy's Albany | Macy's Albany |  | Solar PV | 744.345 | 0 | 0 | 0 | 0 | 0 | 0 | 0 | 0 | 0 | 0 | 0 | SunConnect NY1, LLC | 1 | 2014-11-18 | [11 empty] | FALSE
211 | 211 | Macy's Cheektowaga |  | Macy's Cheektowaga | Macy's Cheektowaga |  | Solar PV | 385.56 | 0 | 0 | 0 | 0 | 0 | 0 | 0 | 0 | 0 | 0 | 0 | SunConnect NY1, LLC | 1 | 2014-11-18 | [11 empty] | FALSE
212 | 212 | Macy's McKinley |  | Macy's McKinley | Macy's McKinley |  | Solar PV | 492.66 | 0 | 0 | 0 | 0 | 0 | 0 | 0 | 0 | 0 | 0 | 0 | SunConnect NY1, LLC | 1 | 2014-11-18 | [11 empty] | FALSE
213 | 213 | Macy's Middletown |  | Macy's Middletown | Macy's Middletown |  | Solar PV | 524.79 | 0 | 0 | 0 | 0 | 0 | 0 | 0 | 0 | 0 | 0 | 0 | SunConnect NY1, LLC | 1 | 2014-11-18 | [11 empty] | FALSE
214 | 214 | Macy's Poughkeepsie |  | Macy's Poughkeepsie | Macy's Poughkeepsie |  | Solar PV | 455.175 | 0 | 0 | 0 | 0 | 0 | 0 | 0 | 0 | 0 | 0 | 0 | SunConnect NY1, LLC | 1 | 2014-11-18 | [11 empty] | FALSE
215 | 215 | Town of Williamson Landfill Solar Project |  | Town of Williamson Landfill Solar Project | Town of Williamson Landfill Solar Project |  | Solar PV | 1506.7 | 0 | 0 | 0 | 0 | 0 | 0 | 0 | 0 | 0 | 0 | 0 | GreenSpark Solar (Formerly Sustainable Energy Developments Inc.) | 1 | 2014-12-18 | [11 empty] | FALSE
216 | 216 | LOFT - Market St |  | LOFT - 194 Market St | LOFT - 194 Market St |  | Solar PV | 68 | 0 | 0 | 0 | 0 | 0 | 0 | 0 | 0 | 0 | 0 | 0 | G&S Solar Installers | 1 | 2015-04-07 | [11 empty] | FALSE
217 | 217 | FNY Partners - 193 Market St |  | FNY Partners - 193 Market St | FNY Partners - 193 Market St |  | Solar PV | 123 | 0 | 0 | 0 | 0 | 0 | 0 | 0 | 0 | 0 | 0 | 0 | G&S Solar Installers | 1 | 2015-04-07 | [11 empty] | FALSE
218 | 218 | FNY Partners - 74 Market St |  | FNY Partners - 74 Market St | FNY Partners - 74 Market St |  | Solar PV | 99 | 0 | 0 | 0 | 0 | 0 | 0 | 0 | 0 | 0 | 0 | 0 | G&S Solar Installers | 1 | 2015-04-07 | [11 empty] | FALSE
219 | 219 | 22 Market Street |  | 22 Market Street | 22 Market Street |  | Solar PV | 225 | 0 | 0 | 0 | 0 | 0 | 0 | 0 | 0 | 0 | 0 | 0 | G&S Solar Installers | 1 | 2015-04-07 | [11 empty] | FALSE
220 | 220 | Morgan Stanley - Purchase |  | Morgan Stanley - Purchase | Morgan Stanley - Purchase |  | Fuel Cell | 262.5 | 0 | 0 | 0 | 0 | 0 | 0 | 0 | 0 | 0 | 0 | 0 | Bloom Energy | 1 | 2014-09-01 | 2018-08-31 |  |  |  |  | FALSE | FALSE | FALSE | FALSE | FALSE |  | FALSE
221 | 221 | St Joseph's Hospital |  | St Joseph's Hospital | St Joseph's Hospital |  | CHP | 4600 | 76911 | 0 | 0 | 0 | 0 | 0 | 0 | 0 | 0 | 0 | 0 | Cogen Power Technologies | 1 | 2014-12-01 | [5 empty] | FALSE | TRUE | FALSE | TRUE | FALSE | Manual | FALSE
222 | 222 | 8 Rewe St LLC - Marjam |  | 8 Rewe St LLC - Marjam | 8 Rewe St LLC - Marjam |  | Solar PV | 99 | 0 | 0 | 0 | 0 | 0 | 0 | 0 | 0 | 0 | 0 | 0 | National Grid Energy Management LLC | 1 | 2014-12-16 | [11 empty] | FALSE
223 | 223 | 16 Rewe St LLC - Marjam |  | 16 Rewe St LLC - Marjam | 16 Rewe St LLC - Marjam |  | Solar PV | 125.4 | 0 | 0 | 0 | 0 | 0 | 0 | 0 | 0 | 0 | 0 | 0 | National Grid Energy Management LLC | 1 | 2014-12-17 | [11 empty] | FALSE
224 | 224 | A&I Realty Corp - Marjam |  | A&I Realty Corp - Marjam | A&I Realty Corp - Marjam |  | Solar PV | 115.5 | 0 | 0 | 0 | 0 | 0 | 0 | 0 | 0 | 0 | 0 | 0 | National Grid Energy Management LLC | 1 | 2014-12-16 | [11 empty] | FALSE
226 | 226 | Terrace Gardens 2 |  | Terrace Gardens 2 | Terrace Gardens 2 |  | CHP | 100 | 700 | 0 | 0 | 0 | 0 | 0 | 0 | 0 | 0 | 0 | 0 | All Systems Cogeneration | 1 | 2014-12-09 |  |  |  | TRUE |  | TRUE | TRUE | FALSE | FALSE | FALSE | Manual | FALSE
227 | 227 | Birchwood Towers - The Toledo |  | Toledo Building | Toledo Building |  | CHP | 75 | 523 | 0 | 0 | 0 | 0 | 0 | 0 | 0 | 0 | 0 | 0 | Aegis Energy Services, Inc. | 1 | 2014-11-01 |  |  |  | TRUE |  | TRUE | TRUE | FALSE | TRUE | FALSE |  | FALSE
228 | 228 | YKY Ossining |  | YKY Ossining | YKY Ossining |  | Solar PV | 383.47 | 0 | 0 | 0 | 0 | 0 | 0 | 0 | 0 | 0 | 0 | 0 | Green Power Developers, LLC | 1 | 2015-01-13 | [11 empty] | FALSE
232 | 232 | Diamond Saw Mill |  | Diamond Saw Mill 0016: Safe Haven | Diamond Saw Mill 0016: Safe Haven |  | Solar PV | 128.52 | 0 | 0 | 0 | 0 | 0 | 0 | 0 | 0 | 0 | 0 | 0 | Safari Energy, LLC | 1 | 2014-08-01 | [11 empty] | FALSE
233 | 233 | Diamond Virginia: 75 Virginia |  | Diamond Virginia: 75 Virginia | Diamond Virginia: 75 Virginia |  | Solar PV | 248.625 | 0 | 0 | 0 | 0 | 0 | 0 | 0 | 0 | 0 | 0 | 0 | Safari Energy, LLC | 1 | 2014-12-01 | [11 empty] | FALSE
234 | 234 | Pearlgreen |  | Pearlgreen | Pearlgreen |  | Solar PV | 416.1 | 0 | 0 | 0 | 0 | 0 | 0 | 0 | 0 | 0 | 0 | 0 | Solar Energy Systems, LLC | 1 | 2015-01-01 | [11 empty] | FALSE
235 | 235 | Clarkstown Landfill |  | Clarkstown Landfill | Clarkstown Landfill |  | Solar PV | 2316.78 | 0 | 0 | 0 | 0 | 0 | 0 | 0 | 0 | 0 | 0 | 0 | OnForce Solar, Inc. | 1 | 2015-01-23 | [11 empty] | FALSE
236 | 236 | Tuck It Away 136 |  | Tuck It Away 136 | Tuck It Away 136 |  | Solar PV | 375.76 | 0 | 0 | 0 | 0 | 0 | 0 | 0 | 0 | 0 | 0 | 0 | OnForce Solar, Inc. | 1 | 2015-01-17 | [11 empty] | FALSE
237 | 237 | Carl Zeiss |  | Carl Zeiss | Carl Zeiss |  | Solar PV | 530.07 | 0 | 0 | 0 | 0 | 0 | 0 | 0 | 0 | 0 | 0 | 0 | American Solar & Alternative Power | 1 | 2014-12-09 | [11 empty] | FALSE
238 | 238 | PatterSUN Landfill |  | PatterSUN Landfill | PatterSUN Landfill |  | Solar PV | 942.4 | 0 | 0 | 0 | 0 | 0 | 0 | 0 | 0 | 0 | 0 | 0 | BQ Energy Development, LLC | 1 | 2015-03-02 | [11 empty] | FALSE
239 | 239 | Extra Space Storage Mt. Vernon #1 - 30 N West |  | Extra Space Storage Mt. Vernon #1 - 30 N West | Extra Space Storage Mt. Vernon #1 - 30 N West |  | Solar PV | 79.56 | 0 | 0 | 0 | 0 | 0 | 0 | 0 | 0 | 0 | 0 | 0 | Safari Energy, LLC | 1 | 2015-03-05 | [11 empty] | FALSE
240 | 240 | Macy's Eastview |  | Macy's Eastview | Macy's Eastview |  | Solar PV | 487.31 | 0 | 0 | 0 | 0 | 0 | 0 | 0 | 0 | 0 | 0 | 0 | SunConnect NY1, LLC | 1 | 2015-01-07 | [11 empty] | FALSE
241 | 241 | American Specialties |  | American Specialties | American Specialties |  | Solar PV | 783.125 | 0 | 0 | 0 | 0 | 0 | 0 | 0 | 0 | 0 | 0 | 0 | OnForce Solar, Inc. | 1 | 2015-03-10 | [11 empty] | FALSE
242 | 242 | Birchwood Towers - The Kyoto |  | Kyoto Building | Kyoto Building |  | CHP | 75 | 523 | 0 | 0 | 0 | 0 | 0 | 0 | 0 | 0 | 0 | 0 | Aegis Energy Services, Inc. | 1 | 2015-03-30 |  |  |  | TRUE |  | TRUE | TRUE | FALSE | FALSE | FALSE | Manual | FALSE
243 | 243 | Extra Space Storage Mt. Vernon #2 - Macquesten |  | Extra Space Storage Mt. Vernon #2 - Macquesten | Extra Space Storage Mt. Vernon #2 - Macquesten |  | Solar PV | 106.08 | 0 | 0 | 0 | 0 | 0 | 0 | 0 | 0 | 0 | 0 | 0 | Safari Energy, LLC | 1 | 2015-03-27 | [11 empty] | FALSE
244 | 244 | Church at the Gateway |  | Church at the Gateway | Church at the Gateway |  | Solar PV | 386.1 | 0 | 0 | 0 | 0 | 0 | 0 | 0 | 0 | 0 | 0 | 0 | Advanced Solar Products, Inc. | 1 | 2015-03-27 | [11 empty] | FALSE
245 | 245 | DHL |  | DHL Express | DHL Express |  | CHP | 800 | 4050 | 0 | 0 | 0 | 0 | 0 | 0 | 0 | 0 | 0 | 0 | RSP Systems | 1 | 2015-04-01 |  |  |  | TRUE |  | FALSE | TRUE | TRUE | FALSE | FALSE |  | FALSE
246 | 246 | Brevoort East |  | Brevoort East | Brevoort East |  | CHP | 300 | 2100 | 0 | 0 | 0 | 0 | 0 | 0 | 0 | 0 | 0 | 0 | Tecogen, Inc. | 3 | 2015-04-01 | [5 empty] | TRUE | TRUE | TRUE | FALSE | FALSE |  | FALSE
247 | 247 | Houghton College |  | Houghton College | Houghton College |  | Solar PV | 2613 | 0 | 0 | 0 | 0 | 0 | 0 | 0 | 0 | 0 | 0 | 0 | Borrego Solar (formerly SEC Newco, LLC) | 1 | 2015-03-30 | [11 empty] | FALSE
248 | 248 | Bates Troy Healthcare Linen Services |  | Bates Troy Healthcare Linen Services | Bates Troy Healthcare Linen Services |  | CHP | 400 | 0 | 0 | 0 | 0 | 0 | 0 | 0 | 0 | 0 | 0 | 0 | Tecogen, Inc. | 4 | 2015-04-28 |  |  |  | FALSE |  | TRUE | TRUE | FALSE | TRUE | FALSE | Automatic | FALSE
249 | 249 | SUNY Cortland College |  | SUNY Cortland College | SUNY Cortland College |  | Solar PV | 1063.18 | 0 | 0 | 0 | 0 | 0 | 0 | 0 | 0 | 0 | 0 | 0 | Tesla Energy Operations, Inc. (formerly SolarCity Corporation) | 1 | 2015-04-16 | [11 empty] | FALSE
250 | 250 | Millbrook School |  | Millbrook School | Millbrook School |  | Solar PV | 1730.14 | 0 | 0 | 0 | 0 | 0 | 0 | 0 | 0 | 0 | 0 | 0 | Tesla Energy Operations, Inc. (formerly SolarCity Corporation) | 1 | 2015-04-20 | [11 empty] | FALSE
251 | 251 | FXG #100 (FedEx Ground Packing System, Inc.) |  | FXG #100 (FedEx Ground Packing System, Inc.) | FXG #100 (FedEx Ground Packing System, Inc.) |  | Solar PV | 486.78 | 0 | 0 | 0 | 0 | 0 | 0 | 0 | 0 | 0 | 0 | 0 | SoCore Energy LLC | 1 | 2015-04-24 | [11 empty] | FALSE
252 | 252 | The Bay Club: Tower 2 |  | Bay Club #2 | Bay Club #2 |  | CHP | 300 | 2092 | 0 | 0 | 0 | 0 | 0 | 0 | 0 | 0 | 0 | 0 | Aegis Energy Services, Inc. | 4 | 2015-05-07 |  |  |  | FALSE |  | TRUE | TRUE | FALSE | FALSE | FALSE | Manual | FALSE
259 | 259 | Mt. Kisco |  | Mt. Kisco - Safe Haven | Mt. Kisco - Safe Haven |  | Solar PV | 89.25 | 0 | 0 | 0 | 0 | 0 | 0 | 0 | 0 | 0 | 0 | 0 | Safari Energy, LLC | 1 | 2015-05-06 | [11 empty] | FALSE
260 | 260 | Cummins Jamestown Engine Plant |  | Cummins Jamestown Engine Plant | Cummins Jamestown Engine Plant |  | Solar PV | 2002 | 0 | 0 | 0 | 0 | 0 | 0 | 0 | 0 | 0 | 0 | 0 | Solar Liberty | 1 | 2015-06-03 | [11 empty] | FALSE
261 | 261 | Roosevelt Landings |  | Roosevelt Landings | Roosevelt Landings |  | CHP | 300 | 2100 | 0 | 0 | 0 | 0 | 0 | 0 | 0 | 0 | 0 | 0 | EVCO Mechanical | 3 | 2014-08-01 | [5 empty] | TRUE | FALSE | FALSE | FALSE | FALSE |  | FALSE
262 | 262 | Sullivan Community College |  | Sullivan Community College | Sullivan Community College |  | Solar PV | 2152.08 | 0 | 0 | 0 | 0 | 0 | 0 | 0 | 0 | 0 | 0 | 0 | Sullivan Solar Garden, LLC - Enerparc | 1 | 2015-06-16 | [11 empty] | FALSE
263 | 263 | Staten Island Ferry Maintenance Building |  | Staten Island Ferry Maintenance Building | Staten Island Ferry Maintenance Building |  | Solar PV | 221 | 0 | 0 | 0 | 0 | 0 | 0 | 0 | 0 | 0 | 0 | 0 | Consolidated Edison Solutions | 1 | 2015-06-01 | [11 empty] | FALSE
264 | 264 | Tompkins Cortland Community College |  | Tompkins Cortland Community College | Tompkins Cortland Community College |  | Solar PV | 2602.8 | 0 | 0 | 0 | 0 | 0 | 0 | 0 | 0 | 0 | 0 | 0 | Next Era Energy Resources (formerly SEC LHNY Solar One, LLC) | 1 | 2015-06-22 | [11 empty] | FALSE
265 | 265 | Rochester Institute of Technology (RIT) | Rochester Institute of Technology (RIT) | Rochester Institute of Technology (RIT) | Rochester Institute of Technology (RIT) |  | Solar PV | 1994.85 | 0 | 0 | 0 | 0 | 0 | 0 | 0 | 0 | 0 | 0 | 0 | Sunedison | 1 | 2015-06-16 | [11 empty] | FALSE
266 | 266 | Onondaga County - Oak Orchard Lagoons |  | Onondaga County - Oak Orchard Lagoons | Onondaga County - Oak Orchard Lagoons |  | Solar PV | 355.63 | 0 | 0 | 0 | 0 | 0 | 0 | 0 | 0 | 0 | 0 | 0 | Tesla Energy Operations, Inc. (formerly SolarCity Corporation) | 1 | 2015-07-02 | [11 empty] | FALSE
267 | 267 | Diamond-Broadway-0051 |  | Diamond-Broadway-0051 | Diamond-Broadway-0051 |  | Solar PV | 129.285 | 0 | 0 | 0 | 0 | 0 | 0 | 0 | 0 | 0 | 0 | 0 | Safari Energy, LLC | 1 | 2015-07-21 | [11 empty] | FALSE
268 | 268 | The Strand Condominium |  | The Strand | The Strand |  | CHP | 100 | 700 | 0 | 0 | 0 | 0 | 0 | 0 | 0 | 0 | 0 | 0 | DSM Engineering Associates | 1 | 2015-08-18 | [5 empty] | TRUE | TRUE | FALSE | TRUE | FALSE | Manual | FALSE
269 | 269 | Ithaca WWTP |  | Ithaca Area Wastewater Treatment Facility | Ithaca Area Wastewater Treatment Facility |  | ADG | 260 | 1000 | 0 | 0 | 0 | 0 | 0 | 0 | 0 | 0 | 0 | 0 | Johnson Controls Inc. | 4 | 2015-06-02 | [5 empty] | FALSE | TRUE | FALSE | TRUE | FALSE |  | FALSE
270 | 270 | Extra Space Storage Central Valley |  | Extra Space Storage Central Valley | Extra Space Storage Central Valley |  | Solar PV | 530.92 | 0 | 0 | 0 | 0 | 0 | 0 | 0 | 0 | 0 | 0 | 0 | Safari Energy, LLC | 1 | 2015-09-09 | [11 empty] | FALSE
271 | 271 | Presidents Container Group Solar Project |  | Presidents Container Group Solar Project | Presidents Container Group Solar Project |  | Solar PV | 2092 | 0 | 0 | 0 | 0 | 0 | 0 | 0 | 0 | 0 | 0 | 0 | GE Solar | 1 | 2015-09-12 | [11 empty] | FALSE
272 | 272 | One Lincoln Plaza |  | One Lincoln Plaza Condominium | One Lincoln Plaza Condominium |  | CHP | 225 | 1569 | 0 | 0 | 0 | 0 | 0 | 0 | 0 | 0 | 0 | 0 | Aegis Energy Services, Inc. | 3 | 2015-10-01 |  |  |  | TRUE |  | TRUE | TRUE | FALSE | TRUE | FALSE | Manual | FALSE
273 | 273 | Zwilling J A Henckels |  | Zwilling J A Henckels | Zwilling J A Henckels |  | Solar PV | 848.64 | 0 | 0 | 0 | 0 | 0 | 0 | 0 | 0 | 0 | 0 | 0 | EnterSolar, LLC | 1 | 2015-10-01 | [11 empty] | FALSE
274 | 274 | 2 Tudor City Place |  | 2 Tudor City | 2 Tudor City |  | CHP | 150 | 980 | 0 | 0 | 0 | 0 | 0 | 0 | 0 | 0 | 0 | 0 | Aegis Energy Services, Inc. | 2 | 2015-07-04 |  |  |  | FALSE |  | TRUE | TRUE | FALSE | FALSE | FALSE |  | FALSE
275 | 275 | Madison House |  | Madison House | Madison House |  | CHP | 75 | 523 | 0 | 0 | 0 | 0 | 0 | 0 | 0 | 0 | 0 | 0 | Aegis Energy Services, Inc. | 1 | 2015-10-15 |  |  |  | FALSE |  | TRUE | TRUE | FALSE | FALSE | FALSE | Manual | FALSE
276 | 276 | Harbec Plastics |  | Harbec Plastics - New Plant | Harbec Plastics - New Plant |  | CHP | 520 | 3040 | 0 | 0 | 0 | 0 | 0 | 0 | 0 | 0 | 0 | 0 | GEM Energy | 8 | 2015-10-26 | [5 empty] | FALSE | TRUE | TRUE | FALSE | FALSE |  | FALSE
277 | 277 | Liberty Distributors |  | Liberty Distributors | Liberty Distributors |  | Solar PV | 485.1 | 0 | 0 | 0 | 0 | 0 | 0 | 0 | 0 | 0 | 0 | 0 | OnForce Solar, Inc. | 1 | 2015-11-17 | [11 empty] | FALSE
278 | 278 | Lake Beverage Corp |  | Lake Beverage Corp | Lake Beverage Corp |  | Solar PV | 444.6 | 0 | 0 | 0 | 0 | 0 | 0 | 0 | 0 | 0 | 0 | 0 | Rochester Solar Technologies | 1 | 2015-11-23 | [11 empty] | FALSE
279 | 279 | Intrepid Sea, Air & Space Museum |  | The Intrepid | The Intrepid |  | CHP | 300 | 2100 | 0 | 0 | 0 | 0 | 0 | 0 | 0 | 0 | 0 | 0 | DSM Engineering Associates | 3 | 2015-11-01 | [5 empty] | FALSE | TRUE | TRUE | FALSE | FALSE | Manual | FALSE
280 | 280 | Noblehurst Farms |  | Noblehurst Farms, Inc. | Noblehurst Farms, Inc. |  | ADG | 456 | 0 | 0 | 0 | 0 | 0 | 0 | 0 | 0 | 0 | 0 | 0 | EnviTec Biogas USA | 1 | 2015-09-01 | [5 empty] | FALSE | TRUE | FALSE | TRUE | FALSE | Automatic | TRUE
281 | 281 | Georgetown Plaza |  | Georgetown Plaza | Georgetown Plaza |  | CHP | 200 | 1400 | 0 | 0 | 0 | 0 | 0 | 0 | 0 | 0 | 0 | 0 | DSM Engineering Associates | 2 | 2015-11-01 | [5 empty] | TRUE | TRUE | TRUE | FALSE | TRUE | Manual | FALSE
282 | 282 | Gateway One Building |  | Gateway One Building | Gateway One Building |  | CHP | 2055 | 0 | 0 | 0 | 0 | 0 | 0 | 0 | 0 | 0 | 0 | 0 | GI Energy (formerly Endurant Energy) | 1 | 2015-10-01 | [5 empty] | FALSE | TRUE | TRUE | FALSE | FALSE |  | FALSE
283 | 283 | LTF Westchester Solar |  | LTF Westchester Solar | LTF Westchester Solar |  | Solar PV | 650.87 | 0 | 0 | 0 | 0 | 0 | 0 | 0 | 0 | 0 | 0 | 0 | Nexamp Inc. | 1 | 2015-11-17 | [11 empty] | FALSE
284 | 284 | Pepsi Cola Newburgh Bottling Inc |  | Pepsi Cola Newburgh Bottling Inc | Pepsi Cola Newburgh Bottling Inc |  | Solar PV | 406.13 | 0 | 0 | 0 | 0 | 0 | 0 | 0 | 0 | 0 | 0 | 0 | 64 Solar LLC | 1 | 2015-12-10 | [11 empty] | FALSE
285 | 285 | Bloomberg LP - JFK |  | Bloomberg LP - JFK | Bloomberg LP - JFK |  | Solar PV | 728.7 | 0 | 0 | 0 | 0 | 0 | 0 | 0 | 0 | 0 | 0 | 0 | EnterSolar, LLC | 1 | 2015-12-29 | [11 empty] | FALSE
286 | 286 | Bloomberg LP - Idlewild |  | Bloomberg LP - Idlewild | Bloomberg LP - Idlewild |  | Solar PV | 785.4 | 0 | 0 | 0 | 0 | 0 | 0 | 0 | 0 | 0 | 0 | 0 | EnterSolar, LLC | 1 | 2015-12-29 | [11 empty] | FALSE
287 | 287 | Target Clifton Park |  | Target Clifton Park | Target Clifton Park |  | Solar PV | 435.5 | 0 | 0 | 0 | 0 | 0 | 0 | 0 | 0 | 0 | 0 | 0 | Greenskies Renewable Energy LLC | 1 | 2015-11-17 | [11 empty] | FALSE
288 | 288 | Upstate Door, Inc |  | Upstate Door, Inc | Upstate Door, Inc |  | Solar PV | 400.77 | 0 | 0 | 0 | 0 | 0 | 0 | 0 | 0 | 0 | 0 | 0 | GreenSpark Solar (Formerly Sustainable Energy Developments Inc.) | 1 | 2015-12-30 | [11 empty] | FALSE
289 | 289 | Pratt Industries |  | Pratt Industries | Pratt Industries |  | Solar PV | 1405.3 | 0 | 0 | 0 | 0 | 0 | 0 | 0 | 0 | 0 | 0 | 0 | EnterSolar, LLC | 1 | 2015-12-09 | [11 empty] | FALSE
290 | 290 | Woodcrest |  | Woodcrest | Woodcrest |  | ADG | 560 | 0 | 0 | 0 | 0 | 0 | 0 | 0 | 0 | 0 | 0 | 0 | RCM Digesters | 1 | 2016-01-20 | [5 empty] | FALSE | FALSE | FALSE | TRUE | FALSE | Automatic | TRUE
291 | 291 | Regeneron Pharmaceuticals, Inc |  | Regeneron Pharmaceuticals, Inc | Regeneron Pharmaceuticals, Inc |  | Solar PV | 544.635 | 0 | 0 | 0 | 0 | 0 | 0 | 0 | 0 | 0 | 0 | 0 | EnterSolar, LLC | 1 | 2015-12-09 | [11 empty] | FALSE
292 | 292 | Diamond Nyack |  | Diamond Nyack | Diamond Nyack |  | Solar PV | 2497.36 | 0 | 0 | 0 | 0 | 0 | 0 | 0 | 0 | 0 | 0 | 0 | Safari Energy, LLC | 1 | 2016-01-19 | [11 empty] | FALSE
293 | 293 | Target Schenectady |  | Target Schenectady | Target Schenectady |  | Solar PV | 471.835 | 0 | 0 | 0 | 0 | 0 | 0 | 0 | 0 | 0 | 0 | 0 | Greenskies Renewable Energy LLC | 1 | 2015-11-21 | [11 empty] | FALSE
294 | 294 | Center Line Studios |  | Center Line Studios | Center Line Studios |  | Solar PV | 300.12 | 0 | 0 | 0 | 0 | 0 | 0 | 0 | 0 | 0 | 0 | 0 | EnterSolar, LLC | 1 | 2016-02-04 | [11 empty] | FALSE
295 | 295 | HHCSD - Frank G. Lindsey Elementary School |  | HHCSD - Frank G. Lindsey Elementary School | HHCSD - Frank G. Lindsey Elementary School |  | Solar PV | 166.32 | 0 | 0 | 0 | 0 | 0 | 0 | 0 | 0 | 0 | 0 | 0 | Sunedison | 1 | 2016-02-04 | [11 empty] | FALSE
296 | 296 | HHCSD - Blue Mountain Middle School |  | HHCSD - Blue Mountain Middle School | HHCSD - Blue Mountain Middle School |  | Solar PV | 148.5 | 0 | 0 | 0 | 0 | 0 | 0 | 0 | 0 | 0 | 0 | 0 | Sunedison | 1 | 2016-02-04 | [11 empty] | FALSE
297 | 297 | Oneida County Public Safety Complex |  | Oneida County Corrections Facility | Oneida County Corrections Facility |  | CHP | 75 | 523 | 0 | 0 | 0 | 0 | 0 | 0 | 0 | 0 | 0 | 0 | Aegis Energy Services, Inc. | 1 | 2016-02-23 |  |  |  | FALSE |  | TRUE | TRUE | FALSE | FALSE | FALSE |  | FALSE
298 | 298 | Wegmans - 1885 Chili Avenue |  | Wegmans - 1885 Chili Avenue | Wegmans - 1885 Chili Avenue |  | Solar PV | 260.19 | 0 | 0 | 0 | 0 | 0 | 0 | 0 | 0 | 0 | 0 | 0 | Solar Liberty | 1 | 2016-02-01 | [11 empty] | FALSE
299 | 299 | Wegmans - 300 Market Street |  | Wegmans - 300 Market Street | Wegmans - 300 Market Street |  | Solar PV | 421.8 | 0 | 0 | 0 | 0 | 0 | 0 | 0 | 0 | 0 | 0 | 0 | Solar Liberty | 1 | 2016-02-09 | [11 empty] | FALSE
300 | 300 | Shore View Nursing & Rehabilitation Center |  | Shore view Nursing & Rehabilitation Center | Shore view Nursing & Rehabilitation Center |  | CHP | 100 | 700 | 0 | 0 | 0 | 0 | 0 | 0 | 0 | 0 | 0 | 0 | All Systems Cogeneration | 1 | 2016-02-08 |  |  |  | TRUE |  | TRUE | FALSE | FALSE | FALSE | FALSE |  | FALSE
301 | 301 | HHCSD - Furnace Woods Elementary School |  | HHCSD - Furnace Woods Elementary School | HHCSD - Furnace Woods Elementary School |  | Solar PV | 196.02 | 0 | 0 | 0 | 0 | 0 | 0 | 0 | 0 | 0 | 0 | 0 | Sunedison | 1 | 2016-02-26 | [11 empty] | FALSE
302 | 302 | AVA High Line |  | AVA High Line | AVA High Line |  | CHP | 320 | 1656 | 0 | 0 | 0 | 0 | 0 | 0 | 0 | 0 | 0 | 0 | IntelliGen Power Systems | 2 | 2016-02-20 |  |  |  | TRUE |  | FALSE | TRUE | FALSE | FALSE | FALSE | Manual | FALSE
303 | 303 | The Lara |  | 113 Nassau St | 113 Nassau St |  | CHP | 150 | 1046 | 0 | 0 | 0 | 0 | 0 | 0 | 0 | 0 | 0 | 0 | Aegis Energy Services, Inc. | 2 | 2016-03-01 |  |  |  | FALSE |  | TRUE | TRUE | FALSE | FALSE | FALSE |  | FALSE
304 | 304 | Cornell University New York State Agricultural Experiment Station (NYSAES) |  | Sutton Road Solar Farm | Sutton Road Solar Farm |  | Solar PV | 2827.2 | 0 | 0 | 0 | 0 | 0 | 0 | 0 | 0 | 0 | 0 | 0 | Argos Solar, LLC | 1 | 2016-03-02 |  | Cornell Geneva Solar Farm | [9 empty] | FALSE
305 | 305 | City of Schenectady City Reservoir |  | City of Schenectady City Reservoir | City of Schenectady City Reservoir |  | Solar PV | 711.815 | 0 | 0 | 0 | 0 | 0 | 0 | 0 | 0 | 0 | 0 | 0 | Tesla Energy Operations, Inc. (formerly SolarCity Corporation) | 1 | 2016-01-28 | [11 empty] | FALSE
306 | 306 | Millennium Broadway |  | Millennium Broadway | Millennium Broadway |  | CHP | 750 | 3746.4 | 0 | 0 | 0 | 0 | 0 | 0 | 0 | 0 | 0 | 0 | SDP/Greenwood Energy | 3 | 2016-02-01 | [5 empty] | TRUE | TRUE | TRUE | FALSE | FALSE |  | FALSE
307 | 307 | Montrose FDR Veterans Administration |  | Montrose FDR Veterans Administration | Montrose FDR Veterans Administration |  | Solar PV | 493 | 0 | 0 | 0 | 0 | 0 | 0 | 0 | 0 | 0 | 0 | 0 | Draker | 1 | 2016-02-01 | [11 empty] | FALSE
308 | 308 | Gallagher Bus Service Corp |  | Gallagher Bus Service Corp | Gallagher Bus Service Corp |  | Solar PV | 253.26 | 0 | 0 | 0 | 0 | 0 | 0 | 0 | 0 | 0 | 0 | 0 | Paradise Energy Solutions | 1 | 2016-04-01 | [11 empty] | FALSE
309 | 309 | Lincoln Towers Apartments V |  | 205 West End Ave (East and West) | 205 West End Ave (East and West) |  | CHP | 200 | 1400 | 0 | 0 | 0 | 0 | 0 | 0 | 0 | 0 | 0 | 0 | Tecogen, Inc. | 2 | 2016-04-01 |  | 205 West End Ave (East); 205 West End Ave (West) |  | TRUE |  | TRUE | FALSE | FALSE | FALSE | FALSE | Manual | FALSE
310 | 310 | Dorado Apartments |  | Dorado Apartments | Dorado Apartments |  | CHP | 75 | 523 | 0 | 0 | 0 | 0 | 0 | 0 | 0 | 0 | 0 | 0 | Aegis Energy Services, Inc. | 1 | 2016-04-14 |  |  |  | FALSE |  | TRUE | TRUE | FALSE | FALSE | FALSE | Manual | FALSE
311 | 311 | Johnson Brother Lumber - Madison County Landfill |  | Johnson Brother Lumber - Madison County Landfill | Johnson Brother Lumber - Madison County Landfill |  | CHP | 1600 | 0 | 0 | 0 | 0 | 0 | 0 | 0 | 0 | 0 | 0 | 0 | Gerster Energy Services | 1 | 2016-03-30 | [11 empty] | FALSE
312 | 312 | Hayden on the Hudson |  | Hayden on the Hudson | Hayden on the Hudson |  | CHP | 100 | 642 | 0 | 0 | 0 | 0 | 0 | 0 | 0 | 0 | 0 | 0 | Aegis Energy Services, Inc. | 1 | 2016-04-06 |  |  |  | FALSE |  | TRUE | TRUE | FALSE | TRUE | FALSE |  | FALSE
313 | 313 | Target Rensselaer |  | Target Rensselaer | Target Rensselaer |  | Solar PV | 442.68 | 0 | 0 | 0 | 0 | 0 | 0 | 0 | 0 | 0 | 0 | 0 | Greenskies Renewable Energy LLC | 1 | 2016-04-13 | [11 empty] | FALSE
314 | 314 | Target Queensbury |  | Target Queensbury | Target Queensbury |  | Solar PV | 442.68 | 0 | 0 | 0 | 0 | 0 | 0 | 0 | 0 | 0 | 0 | 0 | Greenskies Renewable Energy LLC | 1 | 2016-04-13 | [11 empty] | FALSE
315 | 315 | Target Liverpool |  | Target Liverpool | Target Liverpool |  | Solar PV | 442.68 | 0 | 0 | 0 | 0 | 0 | 0 | 0 | 0 | 0 | 0 | 0 | Greenskies Renewable Energy LLC | 1 | 2016-04-13 | [11 empty] | FALSE
316 | 316 | Target Depew |  | Target Depew | Target Depew |  | Solar PV | 442.68 | 0 | 0 | 0 | 0 | 0 | 0 | 0 | 0 | 0 | 0 | 0 | Greenskies Renewable Energy LLC | 1 | 2016-04-13 | [11 empty] | FALSE
317 | 317 | Target Colonie |  | Target Colonie | Target Colonie |  | Solar PV | 405.8 | 0 | 0 | 0 | 0 | 0 | 0 | 0 | 0 | 0 | 0 | 0 | Greenskies Renewable Energy LLC | 1 | 2016-04-13 | [11 empty] | FALSE
318 | 318 | Target Vestal |  | Target Vestal | Target Vestal |  | Solar PV | 449.82 | 0 | 0 | 0 | 0 | 0 | 0 | 0 | 0 | 0 | 0 | 0 | Greenskies Renewable Energy LLC | 1 | 2016-04-13 | [11 empty] | FALSE
319 | 319 | SUNY Polytechnic Institute CNSE |  | SUNY Polytechnic Institute CNSE | SUNY Polytechnic Institute CNSE |  | Fuel Cell | 100 | 0 | 0 | 0 | 0 | 0 | 0 | 0 | 0 | 0 | 0 | 0 | ASI Energy | 1 | 2016-03-22 | [5 empty] | FALSE | FALSE | FALSE | FALSE | FALSE |  | FALSE
320 | 320 | West 96th |  | West 96th | West 96th |  | CHP | 75 | 523 | 0 | 0 | 0 | 0 | 0 | 0 | 0 | 0 | 0 | 0 | Aegis Energy Services, Inc. | 1 | 2016-04-01 |  |  |  | TRUE |  | TRUE | TRUE | FALSE | FALSE | FALSE | Manual | FALSE
321 | 321 | Town of Walworth Solar Farm |  | Town of Walworth Solar Farm | Town of Walworth Solar Farm |  | Solar PV | 1562 | 0 | 0 | 0 | 0 | 0 | 0 | 0 | 0 | 0 | 0 | 0 | WGL Energy Systems | 1 | 2016-04-28 | [11 empty] | FALSE
322 | 322 | Hollingsworth and Vose |  | Hollingsworth and Vose | Hollingsworth and Vose |  | Solar PV | 2604.62 | 0 | 0 | 0 | 0 | 0 | 0 | 0 | 0 | 0 | 0 | 0 | Dynamic Energy Solutions, LLC | 1 | 2016-04-05 | [11 empty] | FALSE
323 | 323 | Citylights at Queens Landing |  | Citylights #1 | Citylights #1 |  | CHP | 75 | 523 | 0 | 0 | 0 | 0 | 0 | 0 | 0 | 0 | 0 | 0 | Aegis Energy Services, Inc. | 1 | 2016-04-01 |  | Downstairs |  | FALSE |  | TRUE | FALSE | FALSE | FALSE | FALSE | Manual | FALSE
325 | 325 | Wegmans - 745 Calkins Road |  | Wegmans - 745 Calkins Road | Wegmans - 745 Calkins Road |  | Solar PV | 325 | 0 | 0 | 0 | 0 | 0 | 0 | 0 | 0 | 0 | 0 | 0 | Solar Liberty | 1 | 2016-02-24 | [11 empty] | FALSE
326 | 326 | Tower West |  | Tower West | Tower West |  | CHP | 200 | 1400 | 0 | 0 | 0 | 0 | 0 | 0 | 0 | 0 | 0 | 0 | DSM Engineering Associates | 2 | 2016-05-01 | [5 empty] | TRUE | FALSE | FALSE | FALSE | FALSE | Automatic | FALSE
327 | 327 | Gramercy House |  | Gramercy House | Gramercy House |  | CHP | 150 | 1046 | 0 | 0 | 0 | 0 | 0 | 0 | 0 | 0 | 0 | 0 | Aegis Energy Services, Inc. | 2 | 2016-05-01 |  |  |  | TRUE |  | TRUE | FALSE | FALSE | FALSE | FALSE | Manual | FALSE
328 | 328 | QLIC |  | The Q | The Q |  | CHP | 150 | 1046 | 0 | 0 | 0 | 0 | 0 | 0 | 0 | 0 | 0 | 0 | Aegis Energy Services, Inc. | 2 | 2016-04-15 |  |  |  | FALSE |  | FALSE | TRUE | FALSE | FALSE | FALSE | Manual | FALSE
329 | 329 | Onondaga County - Metro Water Board |  | Onondaga County - Metro Water Board | Onondaga County - Metro Water Board |  | Solar PV | 1362.13 | 0 | 0 | 0 | 0 | 0 | 0 | 0 | 0 | 0 | 0 | 0 | Tesla Energy Operations, Inc. (formerly SolarCity Corporation) | 1 | 2016-05-13 | [11 empty] | FALSE
330 | 330 | Wegmans - 500 South Meadow Street |  | Wegmans - 500 South Meadow Street | Wegmans - 500 South Meadow Street |  | Solar PV | 623 | 0 | 0 | 0 | 0 | 0 | 0 | 0 | 0 | 0 | 0 | 0 | Solar Liberty | 1 | 2016-05-14 | [11 empty] | FALSE
331 | 331 | Walmart 4597 |  | Walmart 4597 | Walmart 4597 |  | Solar PV | 343.2 | 0 | 0 | 0 | 0 | 0 | 0 | 0 | 0 | 0 | 0 | 0 | Tesla Energy Operations, Inc. (formerly SolarCity Corporation) | 1 | 2016-04-22 | [11 empty] | FALSE
332 | 332 | New York City School R069 |  | New York City School R069 | New York City School R069 |  | Solar PV | 203.13 | 0 | 0 | 0 | 0 | 0 | 0 | 0 | 0 | 0 | 0 | 0 | Solar Liberty | 1 | 2016-05-21 | [11 empty] | FALSE
333 | 333 | New York City School K505 |  | New York City School K505 | New York City School K505 |  | Solar PV | 362.3 | 0 | 0 | 0 | 0 | 0 | 0 | 0 | 0 | 0 | 0 | 0 | Solar Liberty | 1 | 2016-05-21 | [11 empty] | FALSE
338 | 338 | Staten Island Mall |  | Staten Island Mall - 2833 | Staten Island Mall - 2833 |  | Solar PV | 381.92 | 0 | 0 | 0 | 0 | 0 | 0 | 0 | 0 | 0 | 0 | 0 | Safari Energy, LLC | 1 | 2016-05-17 | [11 empty] | FALSE
339 | 339 | New York City School K455 |  | New York City School K455 | New York City School K455 |  | Solar PV | 505.08 | 0 | 0 | 0 | 0 | 0 | 0 | 0 | 0 | 0 | 0 | 0 | Solar Liberty | 1 | 2016-06-08 | [11 empty] | FALSE
340 | 340 | New York City School K224 |  | New York City School K224 | New York City School K224 |  | Solar PV | 98.82 | 0 | 0 | 0 | 0 | 0 | 0 | 0 | 0 | 0 | 0 | 0 | Solar Liberty | 1 | 2016-06-08 | [11 empty] | FALSE
341 | 341 | New York City School K278 |  | New York City School K278 | New York City School K278 |  | Solar PV | 120.78 | 0 | 0 | 0 | 0 | 0 | 0 | 0 | 0 | 0 | 0 | 0 | Solar Liberty | 1 | 2016-06-08 | [11 empty] | FALSE
342 | 342 | New York City School K302 |  | New York City School K302 | New York City School K302 |  | Solar PV | 137.25 | 0 | 0 | 0 | 0 | 0 | 0 | 0 | 0 | 0 | 0 | 0 | Solar Liberty | 1 | 2016-06-08 | [11 empty] | FALSE
343 | 343 | New York City School K324 |  | New York City School K324 | New York City School K324 |  | Solar PV | 120.8 | 0 | 0 | 0 | 0 | 0 | 0 | 0 | 0 | 0 | 0 | 0 | Solar Liberty | 1 | 2016-06-08 | [11 empty] | FALSE
344 | 344 | New York City School K380 |  | New York City School K380 | New York City School K380 |  | Solar PV | 104.31 | 0 | 0 | 0 | 0 | 0 | 0 | 0 | 0 | 0 | 0 | 0 | Solar Liberty | 1 | 2016-06-08 | [11 empty] | FALSE
345 | 345 | New York City School M070 |  | New York City School M070 | New York City School M070 |  | Solar PV | 159.21 | 0 | 0 | 0 | 0 | 0 | 0 | 0 | 0 | 0 | 0 | 0 | Solar Liberty | 1 | 2016-06-08 | [11 empty] | FALSE
346 | 346 | New York City School X425 |  | New York City School X425 | New York City School X425 |  | Solar PV | 131.76 | 0 | 0 | 0 | 0 | 0 | 0 | 0 | 0 | 0 | 0 | 0 | Solar Liberty | 1 | 2016-06-08 | [11 empty] | FALSE
348 | 348 | New York City School Q505 |  | New York City School Q505 | New York City School Q505 |  | Solar PV | 367.83 | 0 | 0 | 0 | 0 | 0 | 0 | 0 | 0 | 0 | 0 | 0 | Solar Liberty | 1 | 2016-06-08 | [11 empty] | FALSE
349 | 349 | New York City School R445 |  | New York City School R445 | New York City School R445 |  | Solar PV | 120.78 | 0 | 0 | 0 | 0 | 0 | 0 | 0 | 0 | 0 | 0 | 0 | Solar Liberty | 1 | 2016-06-13 | [11 empty] | FALSE
350 | 350 | New York City School R455 |  | New York City School R455 | New York City School R455 |  | Solar PV | 532.53 | 0 | 0 | 0 | 0 | 0 | 0 | 0 | 0 | 0 | 0 | 0 | Solar Liberty | 1 | 2016-06-08 | [11 empty] | FALSE
351 | 351 | New York City School X131 |  | New York City School X131 | New York City School X131 |  | Solar PV | 200.08 | 0 | 0 | 0 | 0 | 0 | 0 | 0 | 0 | 0 | 0 | 0 | Solar Liberty | 1 | 2016-06-08 | [11 empty] | FALSE
352 | 352 | New York City School X144 |  | New York City School X144 | New York City School X144 |  | Solar PV | 192.15 | 0 | 0 | 0 | 0 | 0 | 0 | 0 | 0 | 0 | 0 | 0 | Solar Liberty | 1 | 2016-06-08 | [11 empty] | FALSE
353 | 353 | New York City School X192 |  | New York City School X192 | New York City School X192 |  | Solar PV | 137.25 | 0 | 0 | 0 | 0 | 0 | 0 | 0 | 0 | 0 | 0 | 0 | Solar Liberty | 1 | 2016-06-08 | [11 empty] | FALSE
354 | 354 | Southport LLC |  | Southport LLC | Southport LLC |  | Solar PV | 234.93 | 0 | 0 | 0 | 0 | 0 | 0 | 0 | 0 | 0 | 0 | 0 | Moore Energy LLC | 1 | 2016-06-20 | [11 empty] | FALSE
355 | 355 | Walmart 4570 |  | Walmart 4570 | Walmart 4570 |  | Solar PV | 377.52 | 0 | 0 | 0 | 0 | 0 | 0 | 0 | 0 | 0 | 0 | 0 | Tesla Energy Operations, Inc. (formerly SolarCity Corporation) | 1 | 2016-04-21 | [11 empty] | FALSE
356 | 356 | Walmart 4403 |  | Walmart 4403 | Walmart 4403 |  | Solar PV | 346.32 | 0 | 0 | 0 | 0 | 0 | 0 | 0 | 0 | 0 | 0 | 0 | Tesla Energy Operations, Inc. (formerly SolarCity Corporation) | 1 | 2016-04-21 | [11 empty] | FALSE
357 | 357 | General Motors GM Component Holding, LLC |  | General Motors GM Component Holding, LLC | General Motors GM Component Holding, LLC |  | Solar PV | 465.31 | 0 | 0 | 0 | 0 | 0 | 0 | 0 | 0 | 0 | 0 | 0 | GreenSpark Solar (Formerly Sustainable Energy Developments Inc.) | 1 | 2016-06-18 | [11 empty] | FALSE
358 | 358 | Stewart's Shops Corporation - Halfmoon |  | Stewart's Shops Corporation - Halfmoon 2 | Stewart's Shops Corporation - Halfmoon 2 |  | Solar PV | 852.15 | 0 | 0 | 0 | 0 | 0 | 0 | 0 | 0 | 0 | 0 | 0 | EnterSolar, LLC | 1 | 2016-05-06 | [11 empty] | FALSE
359 | 359 | Binghamton City School District |  | Binghamton City School District | MacArthur Elementary School |  | Solar PV | 372.1 | 0 | 0 | 0 | 0 | 0 | 0 | 0 | 0 | 0 | 0 | 0 | GreenSpark Solar (Formerly Sustainable Energy Developments Inc.) | 1 | 2016-07-11 | [11 empty] | FALSE
360 | 360 | Monroe Cable Company |  | Monroe Cable Company | Monroe Cable Company |  | Solar PV | 989.725 | 0 | 0 | 0 | 0 | 0 | 0 | 0 | 0 | 0 | 0 | 0 | OnForce Solar, Inc. | 1 | 2016-07-12 | [11 empty] | FALSE
361 | 361 | Avon School District |  | Avon School District | Avon School District |  | Solar PV | 1510 | 0 | 0 | 0 | 0 | 0 | 0 | 0 | 0 | 0 | 0 | 0 | WGL Energy Systems | 1 | 2016-07-26 | [11 empty] | FALSE
362 | 362 | HHCSD - Buchanan Elementary School |  | HHCSD - Buchanan Elementary School | HHCSD - Buchanan Elementary School |  | Solar PV | 184.14 | 0 | 0 | 0 | 0 | 0 | 0 | 0 | 0 | 0 | 0 | 0 | Sunedison | 1 | 2016-07-28 | [11 empty] | FALSE
363 | 363 | HHCSD - Hendrick Hudson High School |  | HHCSD - Hendrick Hudson High School | HHCSD - Hendrick Hudson High School |  | Solar PV | 106.92 | 0 | 0 | 0 | 0 | 0 | 0 | 0 | 0 | 0 | 0 | 0 | Sunedison | 1 | 2016-07-28 | [11 empty] | FALSE
364 | 364 | Photonics Industries, Inc. |  | Photonics Industries, Inc. | Photonics Industries, Inc. |  | Solar PV | 345.96 | 0 | 0 | 0 | 0 | 0 | 0 | 0 | 0 | 0 | 0 | 0 | Tesla Energy Operations, Inc. (formerly SolarCity Corporation) | 1 | 2016-08-02 | [11 empty] | FALSE
365 | 365 | Hotel Belleclaire |  | Hotel Belleclaire | Hotel Belleclaire |  | CHP | 100 | 700 | 0 | 0 | 0 | 0 | 0 | 0 | 0 | 0 | 0 | 0 | Tecogen, Inc. | 1 | 2016-08-01 |  |  |  | TRUE |  | TRUE | FALSE | FALSE | FALSE | FALSE | Manual | FALSE
367 | 367 | Tannery Road Solar |  | Tannery Road Solar | Tannery Road Solar |  | Solar PV | 2800.98 | 0 | 0 | 0 | 0 | 0 | 0 | 0 | 0 | 0 | 0 | 0 | Kenyon Energy, LLC | 1 | 2016-08-04 | [11 empty] | FALSE
368 | 368 | Target Monroe |  | Target Monroe | Target Monroe |  | Solar PV | 456.96 | 0 | 0 | 0 | 0 | 0 | 0 | 0 | 0 | 0 | 0 | 0 | Greenskies Renewable Energy LLC | 1 | 2016-07-14 | [11 empty] | FALSE
369 | 369 | Target Newburgh |  | Target Newburgh | Target Newburgh |  | Solar PV | 412.35 | 0 | 0 | 0 | 0 | 0 | 0 | 0 | 0 | 0 | 0 | 0 | Greenskies Renewable Energy LLC | 1 | 2016-07-14 | [11 empty] | FALSE
370 | 370 | SUNY ESF |  | SUNY ESF - Microturbine | SUNY ESF - Microturbine |  | CHP | 195 | 1683 | 0 | 0 | 0 | 0 | 0 | 0 | 0 | 0 | 0 | 0 | Capstone Turbine Corporation | 3 | 2016-07-22 | [5 empty] | FALSE | TRUE | FALSE | FALSE | FALSE |  | FALSE
371 | 371 | The Beresford |  | Beresford Apartments | Beresford Apartments |  | CHP | 75 | 523 | 0 | 0 | 0 | 0 | 0 | 0 | 0 | 0 | 0 | 0 | Aegis Energy Services, Inc. | 1 | 2016-08-19 |  |  |  | TRUE |  | TRUE | TRUE | FALSE | FALSE | FALSE |  | FALSE
372 | 372 | The St Tropez |  | St. Tropez Condominium | St. Tropez Condominium |  | CHP | 200 | 1400 | 0 | 0 | 0 | 0 | 0 | 0 | 0 | 0 | 0 | 0 | Tecogen, Inc. | 2 | 2016-07-19 |  |  |  | TRUE |  | FALSE | TRUE | TRUE | FALSE | FALSE |  | FALSE
373 | 373 | Oneida West |  | Oneida West | Oneida West |  | Solar PV | 2593.35 | 0 | 0 | 0 | 0 | 0 | 0 | 0 | 0 | 0 | 0 | 0 | NextEra Energy | 1 | 2016-01-14 | [11 empty] | FALSE
374 | 374 | Bethlehem East |  | Bethlehem East | Bethlehem East |  | Solar PV | 2445 | 0 | 0 | 0 | 0 | 0 | 0 | 0 | 0 | 0 | 0 | 0 | Bethlehem DG Solar LLC | 1 | 2016-06-23 | [11 empty] | FALSE
375 | 375 | Jacksonville Road Solar |  | Solar Farm 3 - 67628 | Solar Farm 3 - 67628 |  | Solar PV | 359.1 | 0 | 0 | 0 | 0 | 0 | 0 | 0 | 0 | 0 | 0 | 0 | Renovus Solar | 1 | 2016-09-16 | [11 empty] | FALSE
376 | 376 | Bethlehem West |  | Bethlehem West | Bethlehem West |  | Solar PV | 1308 | 0 | 0 | 0 | 0 | 0 | 0 | 0 | 0 | 0 | 0 | 0 | Bethlehem DG Solar LLC | 1 | 2016-03-25 | [11 empty] | FALSE
377 | 377 | New York City School R075 |  | New York City School R075 | New York City School R075 |  | Solar PV | 129.68 | 0 | 0 | 0 | 0 | 0 | 0 | 0 | 0 | 0 | 0 | 0 | Standard Solar | 1 | 2016-09-07 | [11 empty] | FALSE
378 | 378 | Gore Mountain Solar 2, LLC |  | NYS Olympic Redevelopment Authority - 793 Peaceful Valley Road | NYS Olympic Redevelopment Authority - 793 Peaceful Valley Road |  | Solar PV | 2804 | 0 | 0 | 0 | 0 | 0 | 0 | 0 | 0 | 0 | 0 | 0 | Syncarpha | 1 | 2016-09-10 |  | Gore Mountain Solar 2, LLC | [9 empty] | FALSE
379 | 379 | HGS Solar 1, LLC |  | NYS Olympic Redevelopment Authority 2 - 793 Peaceful Valley Road | NYS Olympic Redevelopment Authority 2 - 793 Peaceful Valley Road |  | Solar PV | 2525 | 0 | 0 | 0 | 0 | 0 | 0 | 0 | 0 | 0 | 0 | 0 | Syncarpha | 1 | 2016-09-17 |  | HGS Solar 1, LLC | [9 empty] | FALSE
380 | 380 | Aspden Assets, Inc. |  | Aspden Assets, Inc. | Aspden Assets, Inc. |  | Solar PV | 394.8 | 0 | 0 | 0 | 0 | 0 | 0 | 0 | 0 | 0 | 0 | 0 | Standard Solar | 1 | 2016-09-28 | [11 empty] | FALSE
381 | 381 | New York City School K515 |  | New York City School K515 | New York City School K515 |  | Solar PV | 590.2 | 0 | 0 | 0 | 0 | 0 | 0 | 0 | 0 | 0 | 0 | 0 | Standard Solar | 1 | 2016-09-27 | [11 empty] | FALSE
382 | 382 | New York City School Q072 |  | New York City School Q072 | New York City School Q072 |  | Solar PV | 248.85 | 0 | 0 | 0 | 0 | 0 | 0 | 0 | 0 | 0 | 0 | 0 | Standard Solar | 1 | 2016-09-27 | [11 empty] | FALSE
383 | 383 | New York City School Q226 |  | New York City School Q226 | New York City School Q226 |  | Solar PV | 135.85 | 0 | 0 | 0 | 0 | 0 | 0 | 0 | 0 | 0 | 0 | 0 | Standard Solar | 1 | 2016-09-27 | [11 empty] | FALSE
384 | 384 | New York City School Q237 |  | New York City School Q237 | New York City School Q237 |  | Solar PV | 247 | 0 | 0 | 0 | 0 | 0 | 0 | 0 | 0 | 0 | 0 | 0 | Standard Solar | 1 | 2016-09-27 | [11 empty] | FALSE
385 | 385 | New York City School X184 |  | New York City School X184 | New York City School X184 |  | Solar PV | 248.85 | 0 | 0 | 0 | 0 | 0 | 0 | 0 | 0 | 0 | 0 | 0 | Standard Solar | 1 | 2016-09-27 | [11 empty] | FALSE
386 | 386 | New York City School Q445 |  | New York City School Q445 | New York City School Q445 |  | Solar PV | 199.88 | 0 | 0 | 0 | 0 | 0 | 0 | 0 | 0 | 0 | 0 | 0 | Standard Solar | 1 | 2016-10-06 | [11 empty] | FALSE
387 | 387 | Adelphi University |  | Adelphi University | Adelphi University |  | CHP | 1979 | 0 | 0 | 0 | 0 | 0 | 0 | 0 | 0 | 0 | 0 | 0 | Ecosystem | 1 | 2016-09-10 | [5 empty] | FALSE | TRUE | FALSE | FALSE | FALSE |  | FALSE
388 | 388 | Target Victor |  | Target Victor | Target Victor |  | Solar PV | 418.88 | 0 | 0 | 0 | 0 | 0 | 0 | 0 | 0 | 0 | 0 | 0 | Greenskies Renewable Energy LLC | 1 | 2016-08-05 | [11 empty] | FALSE
389 | 389 | Brooklyn Navy Yard - Building 293 |  | Brooklyn Navy Yard - Building 293 | Brooklyn Navy Yard - Building 293 |  | Solar PV | 992.88 | 0 | 0 | 0 | 0 | 0 | 0 | 0 | 0 | 0 | 0 | 0 | Solar Energy Systems, LLC | 1 | 2016-05-20 | [11 empty] | FALSE
390 | 390 | Union College |  | Union College | Union College |  | CHP | 1804 | 0 | 0 | 0 | 0 | 0 | 0 | 0 | 0 | 0 | 0 | 0 | Cogen Power Technologies | 1 | 2016-08-01 | [5 empty] | FALSE | TRUE | TRUE | FALSE | FALSE | Manual | FALSE
391 | 391 | The Westmont |  | The Westmont | The Westmont |  | CHP | 75 | 523 | 0 | 0 | 0 | 0 | 0 | 0 | 0 | 0 | 0 | 0 | Aegis Energy Services, Inc. | 1 | 2016-10-20 |  |  |  | TRUE |  | TRUE | TRUE | FALSE | FALSE | FALSE |  | FALSE
392 | 392 | Oakwood Friends School |  | Oakwood Friends School | Oakwood Friends School |  | Solar PV | 591.5 | 0 | 0 | 0 | 0 | 0 | 0 | 0 | 0 | 0 | 0 | 0 | Tesla Energy Operations, Inc. (formerly SolarCity Corporation) | 1 | 2016-10-26 | [11 empty] | FALSE
393 | 393 | Parc East Tower |  | Parc East | Parc East |  | CHP | 75 | 523 | 0 | 0 | 0 | 0 | 0 | 0 | 0 | 0 | 0 | 0 | Aegis Energy Services, Inc. | 1 | 2016-11-04 |  |  |  | TRUE |  | TRUE | TRUE | FALSE | FALSE | FALSE | Manual | FALSE
394 | 394 | Walmart 1831 |  | Walmart 1831 | Walmart 1831 |  | Solar PV | 265.2 | 0 | 0 | 0 | 0 | 0 | 0 | 0 | 0 | 0 | 0 | 0 | Tesla Energy Operations, Inc. (formerly SolarCity Corporation) | 1 | 2016-10-26 | [11 empty] | FALSE
395 | 395 | Lamphear Road - Rome Steel Solar |  | Lamphear Road - Rome Steel Solar | Lamphear Road - Rome Steel Solar |  | Solar PV | 2801.16 | 0 | 0 | 0 | 0 | 0 | 0 | 0 | 0 | 0 | 0 | 0 | Onyx Renewables Partners | 1 | 2016-10-24 | [11 empty] | FALSE
396 | 396 | ESNY-205 Solar Field |  | ESNY-205 Solar Field | ESNY-205 Solar Field |  | Solar PV | 581.4 | 0 | 0 | 0 | 0 | 0 | 0 | 0 | 0 | 0 | 0 | 0 | EnterSolar, LLC | 1 | 2016-10-31 | [11 empty] | FALSE
397 | 397 | Town of Wallkill Landfill Project |  | Town of Wallkill Landfill Project | Town of Wallkill Landfill Project |  | Solar PV | 2423.52 | 0 | 0 | 0 | 0 | 0 | 0 | 0 | 0 | 0 | 0 | 0 | GE Solar | 1 | 2016-11-19 | [11 empty] | FALSE
398 | 398 | Great Neck Saw |  | Great Neck Saw | Great Neck Saw |  | Solar PV | 225.4 | 0 | 0 | 0 | 0 | 0 | 0 | 0 | 0 | 0 | 0 | 0 | EnterSolar, LLC | 1 | 2016-11-11 | [11 empty] | FALSE
399 | 399 | Hobart William Smith Colleges - State Route 14N |  | Hobart William Smith Colleges - State Route 14N | Hobart William Smith Colleges - State Route 14N |  | Solar PV | 2507.67 | 0 | 0 | 0 | 0 | 0 | 0 | 0 | 0 | 0 | 0 | 0 | Dynamic Energy Solutions, LLC | 1 | 2016-11-10 | [11 empty] | FALSE
400 | 400 | The Petersfield |  | The Petersfield | The Petersfield |  | CHP | 75 | 523 | 0 | 0 | 0 | 0 | 0 | 0 | 0 | 0 | 0 | 0 | Aegis Energy Services, Inc. | 1 | 2016-12-03 |  |  |  | TRUE |  | TRUE | FALSE | FALSE | FALSE | FALSE |  | FALSE
401 | 401 | Indian River CSD - Intermediate School |  | Indian River CSD - Intermediate School | Indian River CSD - Intermediate School |  | Solar PV | 665.28 | 0 | 0 | 0 | 0 | 0 | 0 | 0 | 0 | 0 | 0 | 0 | S&L Electric, Inc. | 1 | 2016-11-19 | [11 empty] | FALSE
402 | 402 | Target Fayetteville |  | Target Fayetteville | Target Fayetteville |  | Solar PV | 456.96 | 0 | 0 | 0 | 0 | 0 | 0 | 0 | 0 | 0 | 0 | 0 | Greenskies Renewable Energy LLC | 1 | 2016-10-20 | [11 empty] | FALSE
403 | 403 | Target Elmira |  | Target Elmira | Target Elmira |  | Solar PV | 495.04 | 0 | 0 | 0 | 0 | 0 | 0 | 0 | 0 | 0 | 0 | 0 | Greenskies Renewable Energy LLC | 1 | 2016-08-11 | [11 empty] | FALSE
404 | 404 | Target Webster |  | Target Webster | Target Webster |  | Solar PV | 380.8 | 0 | 0 | 0 | 0 | 0 | 0 | 0 | 0 | 0 | 0 | 0 | Greenskies Renewable Energy LLC | 1 | 2016-09-10 | [11 empty] | FALSE
405 | 405 | New Hope View Farm |  | New Hope View Farm | New Hope View Farm |  | ADG | 380 | 0 | 0 | 0 | 0 | 0 | 0 | 0 | 0 | 0 | 0 | 0 | PlanET Biogas USA | 1 | 2016-11-09 | [5 empty] | FALSE | FALSE | FALSE | TRUE | FALSE | Manual | TRUE
407 | 407 | SunStream Hudson |  | SunStream Hudson II - Center for Disability Services of NY | SunStream Hudson II - Center for Disability Services of NY |  | Solar PV | 2695.68 | 0 | 0 | 0 | 0 | 0 | 0 | 0 | 0 | 0 | 0 | 0 | SunStream Hudson I, LLC | 1 | 2016-12-08 | [11 empty] | FALSE
408 | 408 | Cornell University Ruminant Center |  | Cornell Harford Solar Farm | Cornell Harford Solar Farm |  | Solar PV | 2827.2 | 0 | 0 | 0 | 0 | 0 | 0 | 0 | 0 | 0 | 0 | 0 | Laertes Solar, LLC | 1 | 2016-12-14 | [11 empty] | FALSE
409 | 409 | Marcus Garvey Apartments |  | Marcus Garvey | Marcus Garvey |  | Solar PV | 479.709 | 0 | 0 | 0 | 0 | 0 | 0 | 0 | 0 | 0 | 0 | 0 | Bright Power | 1 | 2016-12-19 | [11 empty] | FALSE
410 | 410 | Clifton Park Solar |  | Clifton Park Solar | Clifton Park Solar |  | Solar PV | 996.48 | 0 | 0 | 0 | 0 | 0 | 0 | 0 | 0 | 0 | 0 | 0 | Onyx Renewables Partners | 1 | 2016-12-07 | [11 empty] | FALSE
411 | 411 | Avalon Fort Greene |  | Avalon Fort Greene | Avalon Fort Greene |  | CHP | 400 | 2572.8 | 0 | 0 | 0 | 0 | 0 | 0 | 0 | 0 | 0 | 0 | Aegis Energy Services, Inc. | 2 | 2017-01-12 |  |  |  | TRUE |  | TRUE | FALSE | FALSE | TRUE | FALSE |  | FALSE
412 | 412 | Village Mall at Hillcrest Condominiums |  | Village Mall Hillcrest Condominiums | Village Mall Hillcrest Condominiums |  | CHP | 100 | 642 | 0 | 0 | 0 | 0 | 0 | 0 | 0 | 0 | 0 | 0 | Aegis Energy Services, Inc. | 1 | 2017-01-13 |  |  |  | TRUE |  | TRUE | FALSE | FALSE | FALSE | FALSE |  | FALSE
413 | 413 | Canandaigua #1 |  | Canandaigua #1 | Canandaigua #1 |  | Solar PV | 2489.13 | 0 | 0 | 0 | 0 | 0 | 0 | 0 | 0 | 0 | 0 | 0 | New Energy Equity | 1 | 2016-12-28 | [11 empty] | FALSE
414 | 414 | Pep Boys Chester |  | Pep Boys Chester | Pep Boys Chester |  | Solar PV | 2000 | 0 | 0 | 0 | 0 | 0 | 0 | 0 | 0 | 0 | 0 | 0 | True Green Capital | 1 | 2017-01-12 | [11 empty] | FALSE
415 | 415 | Jacksonville Road Solar |  | Jacksonville Solar - 71614 | Jacksonville Solar - 71614 |  | Solar PV | 498.96 | 0 | 0 | 0 | 0 | 0 | 0 | 0 | 0 | 0 | 0 | 0 | Renovus Solar | 1 | 2017-01-17 |  | Solar Farm 5 | [9 empty] | FALSE
416 | 416 | Krinos Foods |  | Krinos Foods | Krinos Foods |  | Solar PV | 566 | 0 | 0 | 0 | 0 | 0 | 0 | 0 | 0 | 0 | 0 | 0 | EnterSolar, LLC | 1 | 2017-01-24 | [11 empty] | FALSE
417 | 417 | Ithaca College |  | Ithaca College | Ithaca College |  | Solar PV | 2903.04 | 0 | 0 | 0 | 0 | 0 | 0 | 0 | 0 | 0 | 0 | 0 | Borrego Solar (formerly SEC Newco, LLC) | 1 | 2017-02-01 | [11 empty] | FALSE
418 | 418 | Spellman High Voltage |  | Spellman High Voltage | Spellman High Voltage |  | Solar PV | 471.58 | 0 | 0 | 0 | 0 | 0 | 0 | 0 | 0 | 0 | 0 | 0 | EnterSolar, LLC | 1 | 2017-02-02 | [11 empty] | FALSE
419 | 419 | Ronald McDonald House |  | Ronald McDonald House | Ronald McDonald House |  | CHP | 250 | 0 | 0 | 0 | 0 | 0 | 0 | 0 | 0 | 0 | 0 | 0 | Energy Concepts | 1 | 2016-09-01 | [5 empty] | TRUE | TRUE | TRUE | FALSE | FALSE |  | FALSE
420 | 420 | Gloversville Johnstown WWTP |  | Gloversville Johnstown WWTP - (Engines 1, 2, 3) | Gloversville Johnstown WWTP - (Engines 1, 2, 3) |  | ADG | 1075 | 0 | 0 | 0 | 0 | 0 | 0 | 0 | 0 | 0 | 0 | 0 | Barton & Loguidice | 3 | 2016-06-01 | [5 empty] | FALSE | TRUE | FALSE | TRUE | FALSE | Manual | FALSE
422 | 422 | Cornell University Agricultural Experiment Station (CUAES) |  | Cornell Musgrave West Solar Farm | Cornell Musgrave West Solar Farm |  | Solar PV | 2827.2 | 0 | 0 | 0 | 0 | 0 | 0 | 0 | 0 | 0 | 0 | 0 | Artemis Solar, LLC | 1 | 2017-01-15 |  | Musgrave North | [9 empty] | FALSE
423 | 423 | PatterSun Solar 1.3 |  | PatterSun Solar 1.3 | PatterSun Solar 1.3 |  | Solar PV | 1368.9 | 0 | 0 | 0 | 0 | 0 | 0 | 0 | 0 | 0 | 0 | 0 | BQ Energy Development, LLC | 1 | 2017-02-04 | [11 empty] | FALSE
424 | 424 | City of Ogdensburg |  | City of Ogdensburg | City of Ogdensburg |  | Solar PV | 1131 | 0 | 0 | 0 | 0 | 0 | 0 | 0 | 0 | 0 | 0 | 0 | WGL Energy Systems | 1 | 2017-02-10 | [11 empty] | FALSE
425 | 425 | Roosevelt Terrace |  | Roosevelt Terrace II | Roosevelt Terrace II |  | CHP | 100 | 700 | 0 | 0 | 0 | 0 | 0 | 0 | 0 | 0 | 0 | 0 | All Systems Cogeneration | 1 | 2016-12-29 |  |  |  | TRUE |  | TRUE | TRUE | FALSE | FALSE | FALSE |  | FALSE
426 | 426 | Regional Food Bank of NE NY - Cornwall On Hudson |  | Regional Food Bank of NE NY - 66659 | Regional Food Bank of NE NY - 66659 |  | Solar PV | 261.27 | 0 | 0 | 0 | 0 | 0 | 0 | 0 | 0 | 0 | 0 | 0 | KIIT Company, Inc. | 1 | 2017-01-01 | [11 empty] | FALSE
427 | 427 | Scarborough Manor |  | Scarborough Manor | Scarborough Manor |  | Solar PV | 456.63 | 0 | 0 | 0 | 0 | 0 | 0 | 0 | 0 | 0 | 0 | 0 | Sunrise Solar Solutions, LLC | 1 | 2017-02-18 | [11 empty] | FALSE
428 | 428 | Canandaigua #2 |  | Canandaigua #2 | Canandaigua #2 |  | Solar PV | 1627.92 | 0 | 0 | 0 | 0 | 0 | 0 | 0 | 0 | 0 | 0 | 0 | New Energy Equity | 1 | 2017-02-17 | [11 empty] | FALSE
429 | 429 | The Times Square |  | Times Square | Times Square |  | CHP | 200 | 1394 | 0 | 0 | 0 | 0 | 0 | 0 | 0 | 0 | 0 | 0 | Aegis Energy Services, Inc. | 2 | 2017-03-14 |  |  |  | FALSE |  | TRUE | FALSE | FALSE | FALSE | FALSE |  | FALSE
430 | 430 | 400 Central Park West |  | 400 Central Park West | 400 Central Park West |  | CHP | 100 | 643 | 0 | 0 | 0 | 0 | 0 | 0 | 0 | 0 | 0 | 0 | Aegis Energy Services, Inc. | 1 | 2017-03-21 |  |  |  | TRUE |  | TRUE | FALSE | FALSE | FALSE | FALSE |  | FALSE
431 | 431 | The Eldorado |  | 300 Central Park West | 300 Central Park West |  | CHP | 75 | 523 | 0 | 0 | 0 | 0 | 0 | 0 | 0 | 0 | 0 | 0 | Aegis Energy Services, Inc. | 1 | 2017-03-22 |  |  |  | TRUE |  | TRUE | FALSE | FALSE | FALSE | FALSE |  | FALSE
432 | 432 | Van Blarcom Closures |  | Van Blarcom Closures | Van Blarcom Closures |  | CHP | 1200 | 8784 | 0 | 0 | 0 | 0 | 0 | 0 | 0 | 0 | 0 | 0 | Energy Concepts | 12 | 2017-04-14 | [5 empty] | FALSE | FALSE | TRUE | TRUE | FALSE |  | FALSE
433 | 433 | Regional Food Bank of NE NY - Latham |  | Regional Food Bank of NE NY - 49505 | Regional Food Bank of NE NY - 49505 |  | Solar PV | 589.12 | 0 | 0 | 0 | 0 | 0 | 0 | 0 | 0 | 0 | 0 | 0 | KIIT Company, Inc. | 1 | 2017-03-09 | [11 empty] | FALSE
434 | 434 | Patrick E Gorman Housing |  | Patrick Gorman Housing | Patrick Gorman Housing |  | CHP | 200 | 1284 | 0 | 0 | 0 | 0 | 0 | 0 | 0 | 0 | 0 | 0 | Aegis Energy Services, Inc. | 2 | 2017-04-26 |  |  |  | TRUE |  | TRUE | FALSE | FALSE | FALSE | FALSE |  | FALSE
435 | 435 | REL Gateway North |  | REL Gateway North | REL Gateway North |  | Solar PV | 378 | 0 | 0 | 0 | 0 | 0 | 0 | 0 | 0 | 0 | 0 | 0 | Safari Energy, LLC | 1 | 2017-05-01 | [11 empty] | FALSE
436 | 436 | REL Gateway South |  | REL Gateway South | REL Gateway South |  | Solar PV | 378 | 0 | 0 | 0 | 0 | 0 | 0 | 0 | 0 | 0 | 0 | 0 | Safari Energy, LLC | 1 | 2017-05-01 | [11 empty] | FALSE
437 | 437 | Plaza Residences - 23-25 |  | Plaza Residences 23-25 | Plaza Residences 23-25 |  | CHP | 105 | 606 | 0 | 0 | 0 | 0 | 0 | 0 | 0 | 0 | 0 | 0 | Aegis Energy Services, Inc. | 3 | 2017-05-01 |  |  |  | TRUE |  | TRUE | FALSE | FALSE | FALSE | FALSE |  | FALSE
438 | 438 | RenovusRock |  | RenovusRock | RenovusRock |  | Solar PV | 656.64 | 0 | 0 | 0 | 0 | 0 | 0 | 0 | 0 | 0 | 0 | 0 | RenovusRock LLC | 1 | 2017-04-15 | [11 empty] | FALSE
439 | 439 | Plaza Residences - 250-252 |  | Plaza Residences 250 | Plaza Residences 250 |  | CHP | 70 | 404 | 0 | 0 | 0 | 0 | 0 | 0 | 0 | 0 | 0 | 0 | Aegis Energy Services, Inc. | 2 | 2017-05-01 |  |  |  | TRUE |  | TRUE | FALSE | FALSE | FALSE | FALSE |  | FALSE
440 | 440 | Jetro College Point |  | Jetro College Point | Jetro College Point |  | Solar PV | 718.092 | 0 | 0 | 0 | 0 | 0 | 0 | 0 | 0 | 0 | 0 | 0 | Ross Solar | 1 | 2017-03-18 | [11 empty] | FALSE
441 | 441 | Remeeder House - Alabama |  | Remeeder House - Alabama | Remeeder House - Alabama |  | CHP | 35 | 202 | 0 | 0 | 0 | 0 | 0 | 0 | 0 | 0 | 0 | 0 | Aegis Energy Services, Inc. | 1 | 2017-05-03 |  |  |  | TRUE |  | TRUE | FALSE | FALSE | FALSE | FALSE |  | FALSE
442 | 442 | Remeeder House - Blake |  | Remeeder House - Blake | Remeeder House - Blake |  | CHP | 35 | 202 | 0 | 0 | 0 | 0 | 0 | 0 | 0 | 0 | 0 | 0 | Aegis Energy Services, Inc. | 1 | 2017-05-11 |  |  |  | TRUE |  | TRUE | FALSE | FALSE | FALSE | FALSE |  | FALSE
443 | 443 | Remeeder House - Sheffield |  | Remeeder House - Sheffield | Remeeder House - Sheffield |  | CHP | 35 | 202 | 0 | 0 | 0 | 0 | 0 | 0 | 0 | 0 | 0 | 0 | Aegis Energy Services, Inc. | 1 | 2017-06-01 |  |  |  | TRUE |  | TRUE | FALSE | FALSE | FALSE | FALSE |  | FALSE
444 | 444 | Remeeder House - Sutter |  | Remeeder House - Sutter | Remeeder House - Sutter |  | CHP | 35 | 202 | 0 | 0 | 0 | 0 | 0 | 0 | 0 | 0 | 0 | 0 | Aegis Energy Services, Inc. | 1 | 2017-05-01 |  |  |  | TRUE |  | TRUE | FALSE | FALSE | FALSE | FALSE |  | FALSE
445 | 684 | Hunters Point South B | Hunters Point South B | Hunters Point South B | Hunters Point South B |  | CHP | 65 | 0 | 0 | 0 | 0 | 0 | 0 | 0 | 0 | 0 | 0 | 0 | RSP Systems | 1 | 2016-06-01 |  |  |  | FALSE |  | TRUE | FALSE | FALSE | TRUE | FALSE |  | FALSE
446 | 446 | 4C Foods Corp |  | 4C Foods - New Plant | 4C Foods - New Plant |  | CHP | 400 | 2062 | 0 | 0 | 0 | 0 | 0 | 0 | 0 | 0 | 0 | 0 | IntelliGen Power Systems | 3 | 2017-05-20 |  |  |  | TRUE |  | FALSE | FALSE | FALSE | TRUE | FALSE |  | FALSE
447 | 447 | Orange County DPW |  | Orange County DPW | Orange County DPW |  | Solar PV | 2131.56 | 0 | 0 | 0 | 0 | 0 | 0 | 0 | 0 | 0 | 0 | 0 | Tesla Energy Operations, Inc. (formerly SolarCity Corporation) | 1 | 2017-05-16 | [11 empty] | FALSE
448 | 448 | Somers Middle School |  | Somers Middle School | Somers Middle School |  | Solar PV | 120.9 | 0 | 0 | 0 | 0 | 0 | 0 | 0 | 0 | 0 | 0 | 0 | Tesla Energy Operations, Inc. (formerly SolarCity Corporation) | 1 | 2017-06-05 | [11 empty] | FALSE
449 | 449 | Steel Sun - Main Street / Amherst Campus |  | Steel Sun #1 - Main Street | Steel Sun #1 - Main Street |  | Solar PV | 2035.5 | 0 | 0 | 0 | 0 | 0 | 0 | 0 | 0 | 0 | 0 | 0 | BQ Energy Development, LLC | 1 | 2016-12-23 | [11 empty] | FALSE
450 | 450 | Sullivan County Adult Care |  | Sullivan County Adult Care | Sullivan County Adult Care |  | Solar PV | 2482.52 | 0 | 0 | 0 | 0 | 0 | 0 | 0 | 0 | 0 | 0 | 0 | Tesla Energy Operations, Inc. (formerly SolarCity Corporation) | 1 | 2017-06-20 | [11 empty] | FALSE
451 | 451 | Grace Towers |  | Grace Towers Apartment | Grace Towers Apartment |  | CHP | 70 | 404 | 0 | 0 | 0 | 0 | 0 | 0 | 0 | 0 | 0 | 0 | Aegis Energy Services, Inc. | 2 | 2017-06-21 |  |  |  | TRUE |  | TRUE | FALSE | FALSE | FALSE | FALSE |  | FALSE
452 | 452 | Park Lane North |  | Park Lane | Park Lane |  | CHP | 105 | 606 | 0 | 0 | 0 | 0 | 0 | 0 | 0 | 0 | 0 | 0 | Aegis Energy Services, Inc. | 3 | 2017-06-20 |  |  |  | TRUE |  | TRUE | FALSE | FALSE | FALSE | FALSE |  | FALSE
453 | 453 | Oneida South |  | Oneida South | Oneida South |  | Solar PV | 2600 | 0 | 0 | 0 | 0 | 0 | 0 | 0 | 0 | 0 | 0 | 0 | NextEra Energy | 1 | 2017-01-16 | [11 empty] | FALSE
454 | 454 | Onondaga County - Clearwater WWTP |  | Onondaga County - Clearwater WWTP | Onondaga County - Clearwater WWTP |  | Solar PV | 2433.9 | 0 | 0 | 0 | 0 | 0 | 0 | 0 | 0 | 0 | 0 | 0 | Tesla Energy Operations, Inc. (formerly SolarCity Corporation) | 1 | 2017-07-11 | [11 empty] | FALSE
455 | 455 | Cooper Union - Foundation Building |  | Foundation Building | Foundation Building |  | CHP | 150 | 826 | 0 | 0 | 0 | 0 | 0 | 0 | 0 | 0 | 0 | 0 | SourceOne | 1 | 2017-05-12 | 2018-08-20 |  |  |  |  | FALSE | TRUE | FALSE | FALSE | FALSE |  | FALSE
456 | 456 | Town of Halfmoon |  | Town of Halfmoon | Town of Halfmoon |  | Solar PV | 1298.08 | 0 | 0 | 0 | 0 | 0 | 0 | 0 | 0 | 0 | 0 | 0 | Tesla Energy Operations, Inc. (formerly SolarCity Corporation) | 1 | 2017-07-11 | [11 empty] | FALSE
457 | 457 | DO & CO New York Catering, Inc |  | DO & CO Catering | DO & CO Catering |  | CHP | 210 | 1212 | 0 | 0 | 0 | 0 | 0 | 0 | 0 | 0 | 0 | 0 | Aegis Energy Services, Inc. | 6 | 2017-06-20 |  |  |  | TRUE |  | TRUE | FALSE | FALSE | FALSE | FALSE |  | FALSE
458 | 458 | Clancy Moving Systems |  | Clancy Moving Systems | Clancy Moving Systems |  | Solar PV | 521.52 | 0 | 0 | 0 | 0 | 0 | 0 | 0 | 0 | 0 | 0 | 0 | OZZ Solar Development Inc. | 1 | 2017-02-02 | [11 empty] | FALSE
459 | 459 | Otsego County Gravel Pit |  | Otsego County Gravel Pit | Otsego County Gravel Pit |  | Solar PV | 1115.49 | 0 | 0 | 0 | 0 | 0 | 0 | 0 | 0 | 0 | 0 | 0 | Tesla Energy Operations, Inc. (formerly SolarCity Corporation) | 1 | 2017-07-13 | [11 empty] | FALSE
460 | 460 | Oneida Herkimer Solid Waste Authority |  | Oneida Herkimer Solid Waste Authority | Oneida Herkimer Solid Waste Authority |  | Solar PV | 1092 | 0 | 0 | 0 | 0 | 0 | 0 | 0 | 0 | 0 | 0 | 0 | Tesla Energy Operations, Inc. (formerly SolarCity Corporation) | 1 | 2017-07-21 | [11 empty] | FALSE
461 | 461 | Cardinal Spellman High School |  | Cardinal Spellman High School | Cardinal Spellman High School |  | Solar PV | 233.8 | 0 | 0 | 0 | 0 | 0 | 0 | 0 | 0 | 0 | 0 | 0 | EnterSolar, LLC | 1 | 2017-07-24 | [11 empty] | FALSE
462 | 462 | Letchworth CSD |  | Letchworth CSD | Letchworth CSD |  | Solar PV | 1609.97 | 0 | 0 | 0 | 0 | 0 | 0 | 0 | 0 | 0 | 0 | 0 | New Energy Equity | 1 | 2017-06-16 | [11 empty] | FALSE
463 | 463 | Target Latham |  | Target Latham | Target Latham |  | Solar PV | 449.82 | 0 | 0 | 0 | 0 | 0 | 0 | 0 | 0 | 0 | 0 | 0 | Greenskies Renewable Energy LLC | 1 | 2017-02-24 | [11 empty] | FALSE
464 | 518 | Harbec Plastics |  | Harbec Plastics - Decommissioned Plant | Harbec Plastics - Decommissioned Plant |  | CHP | 1000 | 0 | 0 | 0 | 0 | 0 | 0 | 0 | 0 | 0 | 0 | 0 | Northern Development | 26 | 2005-10-06 | 2010-10-04 | [9 empty] | Automatic | FALSE
465 | 511 | Sea Rise 2 |  | Grenadier Realty - AAF Sea Rise 2 | Grenadier Realty - AAF Sea Rise 2 |  | CHP | 120 | 980 | 0 | 0 | 0 | 0 | 0 | 0 | 0 | 0 | 0 | 0 | DSM Engineering Associates | 2 | 2006-08-30 | 2009-04-30 | [10 empty] | FALSE
466 | 512 | 4C Foods Corp |  | 4C Foods - Decommissioned Plant | 4C Foods - Decommissioned Plant |  | CHP | 450 | 0 | 0 | 0 | 0 | 0 | 0 | 0 | 0 | 0 | 0 | 0 | Energy Concepts | 3 | 2005-05-22 | 2009-04-30 |  |  |  |  | FALSE | FALSE | TRUE | TRUE | FALSE | Automatic | FALSE
467 | 513 | Greenpark Care Center |  | Greenpark Care Center | Greenpark Care Center |  | CHP | 150 | 0 | 0 | 0 | 0 | 0 | 0 | 0 | 0 | 0 | 0 | 0 | AES-NJ Cogen Co., Inc. | 2 | 2003-06-17 | 2007-07-31 | [10 empty] | FALSE
468 | 515 | Pepsi Co. |  | Pepsi Co | Pepsi Co |  | CHP | 1460 | 0 | 0 | 0 | 0 | 0 | 0 | 0 | 0 | 0 | 0 | 0 | Consolidated Edison Solutions | 4 | 2007-10-06 | 2015-03-03 | [10 empty] | FALSE
469 | 521 | Hilton - New York |  | Hilton-New York | Hilton-New York |  | Fuel Cell | 200 | 0 | 0 | 0 | 0 | 0 | 0 | 0 | 0 | 0 | 0 | 0 | Doosan Fuel Cell America | 1 | 2007-09-07 | 2012-09-27 | [10 empty] | FALSE
470 | 516 | Macy's East |  | Macy's East | Macy's East |  | CHP | 1050 | 0 | 0 | 0 | 0 | 0 | 0 | 0 | 0 | 0 | 0 | 0 | Elite Energy Systems, LLC | 7 | 2008-10-11 | 2016-10-13 | [10 empty] | FALSE
471 | 519 | Schwab House |  | Schwab House | Schwab House |  | CHP | 300 | 0 | 0 | 0 | 0 | 0 | 0 | 0 | 0 | 0 | 0 | 0 | Aegis Energy Services, Inc. | 1 | 2009-09-03 | 2016-06-30 | [9 empty] | Automatic | FALSE
472 | 517 | Long Island Jewish Medical Center |  | Long Island Jewish Medical Center | Long Island Jewish Medical Center |  | CHP | 3000 | 0 | 0 | 0 | 0 | 0 | 0 | 0 | 0 | 0 | 0 | 0 | WSP USA (formerly Flack and Kurtz) | 2 | 2009-05-01 | 2016-04-11 | [10 empty] | FALSE
473 | 522 | Utica College |  | Utica College | Utica College |  | CHP | 1100 | 0 | 0 | 0 | 0 | 0 | 0 | 0 | 0 | 0 | 0 | 0 | Cogen Power Technologies | 1 | 2009-07-01 | 2016-05-19 | [10 empty] | FALSE
474 | 523 | St. Lukes Hospital |  | St. Lukes Hospital | St. Lukes Hospital |  | CHP | 2200 | 0 | 0 | 0 | 0 | 0 | 0 | 0 | 0 | 0 | 0 | 0 | Cogen Power Technologies | 2 | 2009-07-01 | 2016-05-19 | [10 empty] | FALSE
475 | 524 | St. Lukes Home |  | St. Lukes Home | St. Lukes Home |  | CHP | 330 | 0 | 0 | 0 | 0 | 0 | 0 | 0 | 0 | 0 | 0 | 0 | Cogen Power Technologies | 1 | 2009-07-01 | 2016-05-19 | [10 empty] | FALSE
476 | 525 | Sea Park West |  | Sea Park West | Sea Park West |  | CHP | 150 | 0 | 0 | 0 | 0 | 0 | 0 | 0 | 0 | 0 | 0 | 0 | All Systems Cogeneration | 2 | 2009-09-01 | 2012-10-29 | [10 empty] | FALSE
477 | 514 | Twin Birch |  | Twin Birch - Phase 1 | Twin Birch - Phase 1 |  | ADG | 120 | 0 | 0 | 0 | 0 | 0 | 0 | 0 | 0 | 0 | 0 | 0 | Ecolab (formerly AnAerobics Inc.) | 4 | 2009-09-01 | 2012-08-27 | [10 empty] | FALSE
478 | 520 | NY Presbyterian Hospital |  | NY Presbyterian Hospital | NY Presbyterian Hospital |  | CHP | 7500 | 0 | 0 | 0 | 0 | 0 | 0 | 0 | 0 | 0 | 0 | 0 | Norgen Consulting | 1 | 2009-10-01 | 2016-08-25 | [10 empty] | FALSE
479 | 526 | Gloversville Johnstown WWTP |  | Gloversville Johnstown WWTP - Old (Engines 1 & 2) | Gloversville Johnstown WWTP - Old (Engines 1 & 2) |  | ADG | 700 | 0 | 0 | 0 | 0 | 0 | 0 | 0 | 0 | 0 | 0 | 0 | Johnstown Gloversville | 1 | 2010-07-01 | 2013-10-27 | [9 empty] | Automatic | FALSE
480 | 527 | 1211 Avenue of the Americas |  | 1211 Avenue of the Americas | 1211 Avenue of the Americas |  | Fuel Cell | 400 | 0 | 0 | 0 | 0 | 0 | 0 | 0 | 0 | 0 | 0 | 0 | Doosan Fuel Cell America | 1 | 2011-09-28 | 2016-05-19 | [10 empty] | FALSE
481 | 528 | Big Geyser, Inc. |  | Big Geyser, Inc. (Office) | Big Geyser, Inc. (Office) |  | Solar PV | 201.19 | 0 | 0 | 0 | 0 | 0 | 0 | 0 | 0 | 0 | 0 | 0 | EmPower CES, LLC | 1 | 2013-07-31 | [11 empty] | FALSE
482 | 529 | Cooper Union - 41 Cooper Square |  | 41 Cooper Square | 41 Cooper Square |  | CHP | 250 | 0 | 0 | 0 | 0 | 0 | 0 | 0 | 0 | 0 | 0 | 0 | SourceOne | 1 | 2013-02-21 | 2016-10-07 | [10 empty] | FALSE
483 | 530 | Rochester Institute of Technology (RIT) | Rochester Institute of Technology (RIT) | Rochester Institute of Technology (RIT) | Rochester Institute of Technology (RIT) |  | Fuel Cell | 400 | 0 | 0 | 0 | 0 | 0 | 0 | 0 | 0 | 0 | 0 | 0 | Doosan Fuel Cell America | 1 | 2013-04-22 | [5 empty] | TRUE | TRUE | FALSE | FALSE | FALSE |  | FALSE
484 | 531 | Jetro Cash and Carry |  | Jetro Cash and Carry 2 | Jetro Cash and Carry 2 |  | Solar PV | 902.52 | 0 | 0 | 0 | 0 | 0 | 0 | 0 | 0 | 0 | 0 | 0 | Ross Solar | 1 | 2013-10-01 | [11 empty] | FALSE
485 | 532 | Fed Ex Ground |  | Fed Ex Ground - 24803 | Fed Ex Ground - 24803 |  | Solar PV | 347.875 | 0 | 0 | 0 | 0 | 0 | 0 | 0 | 0 | 0 | 0 | 0 | Solar Energy Systems, LLC | 1 | 2014-11-01 | [11 empty] | FALSE
486 | 533 | Terrace Gardens 1 |  | Terrace Gardens 1 | Terrace Gardens 1 |  | CHP | 100 | 700 | 0 | 0 | 0 | 0 | 0 | 0 | 0 | 0 | 0 | 0 | All Systems Cogeneration | 1 | 2014-12-09 |  |  |  | TRUE |  | TRUE | TRUE | FALSE | FALSE | FALSE | Manual | FALSE
487 | 534 | Diamond Saw Mill |  | Diamond Saw Mill 0023: DP 35LLC | Diamond Saw Mill 0023: DP 35LLC |  | Solar PV | 67.83 | 0 | 0 | 0 | 0 | 0 | 0 | 0 | 0 | 0 | 0 | 0 | Safari Energy, LLC | 1 | 2014-09-01 | [11 empty] | FALSE
488 | 535 | Diamond Saw Mill |  | Diamond Saw Mill 0000: Captain Lawrence Brewing | Diamond Saw Mill 0000: Captain Lawrence Brewing |  | Solar PV | 132.09 | 0 | 0 | 0 | 0 | 0 | 0 | 0 | 0 | 0 | 0 | 0 | Safari Energy, LLC | 1 | 2014-09-01 | [11 empty] | FALSE
489 | 536 | Diamond Saw Mill |  | Diamond Saw Mill 0049: Wholesale Florist | Diamond Saw Mill 0049: Wholesale Florist |  | Solar PV | 60.69 | 0 | 0 | 0 | 0 | 0 | 0 | 0 | 0 | 0 | 0 | 0 | Safari Energy, LLC | 1 | 2014-08-01 | [11 empty] | FALSE
490 | 537 | The Bay Club: Tower 1 |  | Bay Club #1 | Bay Club #1 |  | CHP | 75 | 523 | 0 | 0 | 0 | 0 | 0 | 0 | 0 | 0 | 0 | 0 | Aegis Energy Services, Inc. | 1 | 2015-05-05 |  |  |  | FALSE |  | TRUE | FALSE | FALSE | FALSE | FALSE | Manual | FALSE
491 | 538 | Mt. Kisco |  | Mt. Kisco - Diamond 1 | Mt. Kisco - Diamond 1 |  | Solar PV | 85.68 | 0 | 0 | 0 | 0 | 0 | 0 | 0 | 0 | 0 | 0 | 0 | Safari Energy, LLC | 1 | 2015-05-08 | [11 empty] | FALSE
492 | 539 | Mt. Kisco |  | Mt. Kisco - Grand Prix Racing | Mt. Kisco - Grand Prix Racing |  | Solar PV | 953.19 | 0 | 0 | 0 | 0 | 0 | 0 | 0 | 0 | 0 | 0 | 0 | Safari Energy, LLC | 1 | 2015-04-15 | [11 empty] | FALSE
493 | 540 | Mt. Kisco |  | Mt. Kisco - NY Sports Management | Mt. Kisco - NY Sports Management |  | Solar PV | 628.32 | 0 | 0 | 0 | 0 | 0 | 0 | 0 | 0 | 0 | 0 | 0 | Safari Energy, LLC | 1 | 2015-04-30 | [11 empty] | FALSE
494 | 541 | Mt. Kisco |  | Mt. Kisco - PhotoFile | Mt. Kisco - PhotoFile |  | Solar PV | 128.52 | 0 | 0 | 0 | 0 | 0 | 0 | 0 | 0 | 0 | 0 | 0 | Safari Energy, LLC | 1 | 2015-04-18 | [11 empty] | FALSE
495 | 542 | Mt. Kisco |  | Mt. Kisco - RDI Warehouse | Mt. Kisco - RDI Warehouse |  | Solar PV | 53.55 | 0 | 0 | 0 | 0 | 0 | 0 | 0 | 0 | 0 | 0 | 0 | Safari Energy, LLC | 1 | 2015-04-30 | [11 empty] | FALSE
496 | 543 | Staten Island Mall |  | Staten Island Mall - 2814 | Staten Island Mall - 2814 |  | Solar PV | 238.7 | 0 | 0 | 0 | 0 | 0 | 0 | 0 | 0 | 0 | 0 | 0 | Safari Energy, LLC | 1 | 2016-05-17 | [11 empty] | FALSE
497 | 544 | Staten Island Mall |  | Staten Island Mall - 2818 | Staten Island Mall - 2818 |  | Solar PV | 184.14 | 0 | 0 | 0 | 0 | 0 | 0 | 0 | 0 | 0 | 0 | 0 | Safari Energy, LLC | 1 | 2016-05-17 | [11 empty] | FALSE
498 | 545 | Staten Island Mall |  | Staten Island Mall - 2823 | Staten Island Mall - 2823 |  | Solar PV | 286.44 | 0 | 0 | 0 | 0 | 0 | 0 | 0 | 0 | 0 | 0 | 0 | Safari Energy, LLC | 1 | 2016-05-17 | [11 empty] | FALSE
499 | 546 | New York City School Q204 |  | New York City School Q204 | New York City School Q204 |  | Solar PV | 159.21 | 0 | 0 | 0 | 0 | 0 | 0 | 0 | 0 | 0 | 0 | 0 | Solar Liberty | 1 | 2016-06-08 | [11 empty] | FALSE
500 | 547 | SunStream Hudson |  | SunStream Hudson I - St. Peter's Hospital | SunStream Hudson I - St. Peter's Hospital |  | Solar PV | 2695.68 | 0 | 0 | 0 | 0 | 0 | 0 | 0 | 0 | 0 | 0 | 0 | SunStream Hudson I, LLC | 1 | 2016-12-08 | [11 empty] | FALSE
501 | 548 | Cornell University Agricultural Experiment Station (CUAES) |  | Cornell Musgrave East Solar Farm | Cornell Musgrave East Solar Farm |  | Solar PV | 2827.2 | 0 | 0 | 0 | 0 | 0 | 0 | 0 | 0 | 0 | 0 | 0 | Artemis Solar, LLC | 1 | 2017-01-15 |  | Musgrave South | [9 empty] | FALSE
502 | 550 | Orange Solar One |  | Orange Solar One | Orange Solar One |  | Solar PV | 217.8 | 0 | 0 | 0 | 0 | 0 | 0 | 0 | 0 | 0 | 0 | 0 | Renovus Solar | 1 | 2017-08-02 | [11 empty] | FALSE
503 | 551 | EsopuSol |  | EsopuSol | EsopuSol |  | Solar PV | 860 | 0 | 0 | 0 | 0 | 0 | 0 | 0 | 0 | 0 | 0 | 0 | BQ Energy Development, LLC | 1 | 2017-08-11 | [11 empty] | FALSE
504 | 552 | Dimension Fabricators |  | Dimension Fabricators | Dimension Fabricators |  | Solar PV | 945.63 | 0 | 0 | 0 | 0 | 0 | 0 | 0 | 0 | 0 | 0 | 0 | EnterSolar, LLC | 1 | 2017-08-30 | [11 empty] | FALSE
505 | 549 | Mount Vernon High School |  | Mount Vernon High School | Mount Vernon High School |  | CHP | 150 | 784 | 0 | 0 | 0 | 0 | 0 | 0 | 0 | 0 | 0 | 0 | Kraft Power Corporation | 1 | 2017-06-01 |  |  |  | FALSE |  | TRUE | TRUE | FALSE | FALSE | FALSE |  | FALSE
506 | 553 | Poughkeepsie Day School |  | Poughkeepsie Day School | Poughkeepsie Day School |  | Solar PV | 473.85 | 0 | 0 | 0 | 0 | 0 | 0 | 0 | 0 | 0 | 0 | 0 | Dynamic Energy Solutions, LLC | 1 | 2017-08-24 | [11 empty] | FALSE
507 | 554 | Mastercard International Incorporated |  | Mastercard International Incorporated | Mastercard International Incorporated |  | Solar PV | 418 | 0 | 0 | 0 | 0 | 0 | 0 | 0 | 0 | 0 | 0 | 0 | Microgrid Energy | 1 | 2017-08-16 | [11 empty] | FALSE
508 | 555 | Target Richmond Avenue |  | Target Richmond Avenue | Target Richmond Avenue |  | Solar PV | 690.1 | 0 | 0 | 0 | 0 | 0 | 0 | 0 | 0 | 0 | 0 | 0 | EnterSolar, LLC | 1 | 2017-09-07 | [11 empty] | FALSE
509 | 556 | Target Veterans Road |  | Target Veterans Road | Target Veterans Road |  | Solar PV | 686.08 | 0 | 0 | 0 | 0 | 0 | 0 | 0 | 0 | 0 | 0 | 0 | EnterSolar, LLC | 1 | 2017-09-12 | [11 empty] | FALSE
510 | 557 | Patterson Farms |  | Patterson Farms - New | Patterson Farms - New |  | ADG | 225 | 0 | 0 | 0 | 0 | 0 | 0 | 0 | 0 | 0 | 0 | 0 | RCM Digesters | 1 | 2009-07-07 | [5 empty] | FALSE | FALSE | FALSE | TRUE | FALSE | Automatic | TRUE
511 | 558 | Twin Birch |  | Twin Birch - Phase 2 | Twin Birch - Phase 2 |  | ADG | 60 | 0 | 0 | 0 | 0 | 0 | 0 | 0 | 0 | 0 | 0 | 0 | Ecolab (formerly AnAerobics Inc.) | 2 | 2009-09-01 | 2012-08-27 | [10 empty] | FALSE
512 | 559 | Twin Birch |  | Twin Birch - Phase 3 | Twin Birch - Phase 3 |  | ADG | 225 | 0 | 0 | 0 | 0 | 0 | 0 | 0 | 0 | 0 | 0 | 0 | Ecolab (formerly AnAerobics Inc.) | 1 | 2012-07-01 | [5 empty] | FALSE | FALSE | FALSE | TRUE | FALSE | Automatic | TRUE
513 | 560 | Citylights at Queens Landing |  | Citylights #2 | Citylights #2 |  | CHP | 75 | 523 | 0 | 0 | 0 | 0 | 0 | 0 | 0 | 0 | 0 | 0 | Aegis Energy Services, Inc. | 1 | 2016-04-01 |  | Upstairs |  | FALSE |  | TRUE | FALSE | FALSE | FALSE | FALSE | Manual | FALSE
514 | 561 | Gloversville Johnstown WWTP |  | Gloversville Johnstown WWTP - New (Engine 3) | Gloversville Johnstown WWTP - New (Engine 3) |  | ADG | 375 | 0 | 0 | 0 | 0 | 0 | 0 | 0 | 0 | 0 | 0 | 0 | Barton & Loguidice | 1 | 2016-06-01 | [5 empty] | FALSE | FALSE | FALSE | TRUE | FALSE | Manual | FALSE
515 | 562 | Stewart's Shops Corporation - Halfmoon |  | Stewart's Shops Corporation - Halfmoon 1 | Stewart's Shops Corporation - Halfmoon 1 |  | Solar PV | 1000.35 | 0 | 0 | 0 | 0 | 0 | 0 | 0 | 0 | 0 | 0 | 0 | EnterSolar, LLC | 1 | 2016-05-06 | [11 empty] | FALSE
516 | 569 | Matlink Farm |  | Matlink Farm | Matlink Farm |  | ADG | 145 | 0 | 0 | 0 | 0 | 0 | 0 | 0 | 0 | 0 | 0 | 0 | RCM Digesters | 1 | 2004-10-28 | 2005-07-16 | [9 empty] | Automatic | FALSE
517 | 570 | Hamilton Fulton Montgomery BOCES |  | Hamilton Fulton Montgomery BOCES | Hamilton Fulton Montgomery BOCES |  | Solar PV | 724.68 | 0 | 0 | 0 | 0 | 0 | 0 | 0 | 0 | 0 | 0 | 0 | Dynamic Energy Solutions, LLC | 1 | 2017-09-25 | [11 empty] | FALSE
518 | 571 | Madison County |  | Madison County | Madison County |  | Solar PV | 2441.88 | 0 | 0 | 0 | 0 | 0 | 0 | 0 | 0 | 0 | 0 | 0 | New Energy Equity | 1 | 2017-09-28 | [11 empty] | FALSE
519 | 572 | Swiss Re Management Corporation |  | Swiss Re Management Corporation | Swiss Re Management Corporation |  | Solar PV | 2702 | 0 | 0 | 0 | 0 | 0 | 0 | 0 | 0 | 0 | 0 | 0 | EnterSolar, LLC | 1 | 2017-10-01 | [11 empty] | FALSE
520 | 573 | Mohawk Valley Solar |  | Mohawk Valley Solar | Mohawk Valley Solar |  | Solar PV | 2993.8 | 0 | 0 | 0 | 0 | 0 | 0 | 0 | 0 | 0 | 0 | 0 | Tortoise Clean Energy Partners | 1 | 2017-09-27 | [11 empty] | FALSE
521 | 574 | ACM Medical Laboratory |  | ACM Medical Laboratory | ACM Medical Laboratory |  | Solar PV | 486.88 | 0 | 0 | 0 | 0 | 0 | 0 | 0 | 0 | 0 | 0 | 0 | GreenSpark Solar (Formerly SunCommon) | 1 | 2017-09-27 |  | Riedman Campus | [9 empty] | FALSE
522 | 575 | Seneca Nation of Indians |  | Seneca Nation of Indians | Seneca Nation of Indians |  | Solar PV | 1906.08 | 0 | 0 | 0 | 0 | 0 | 0 | 0 | 0 | 0 | 0 | 0 | GreenSpark Solar (Formerly SunCommon) | 1 | 2017-10-16 | [11 empty] | FALSE
523 | 576 | Southport LLC 2 |  | Southport LLC 2 | Southport LLC 2 |  | Solar PV | 499.79 | 0 | 0 | 0 | 0 | 0 | 0 | 0 | 0 | 0 | 0 | 0 | Moore Energy LLC | 1 | 2017-10-11 | [11 empty] | FALSE
524 | 577 | General Electric |  | General Electric | General Electric |  | Solar PV | 2257.2 | 0 | 0 | 0 | 0 | 0 | 0 | 0 | 0 | 0 | 0 | 0 | GE Solar | 1 | 2017-10-01 | [11 empty] | FALSE
525 | 578 | Stop&Shop Peekskill |  | Stop&Shop Peekskill | Stop&Shop Peekskill |  | Fuel Cell | 210 | 0 | 0 | 0 | 0 | 0 | 0 | 0 | 0 | 0 | 0 | 0 | Bloom Energy | 1 | 2017-10-17 | 2018-08-01 |  |  |  |  | FALSE | FALSE | FALSE | FALSE | FALSE |  | FALSE
526 | 579 | Elbee Gardens Apartments |  | Elbee Gardens | Elbee Gardens |  | CHP | 100 | 700 | 0 | 0 | 0 | 0 | 0 | 0 | 0 | 0 | 0 | 0 | All Systems Cogeneration | 1 | 2017-11-27 |  |  |  | TRUE |  | TRUE | FALSE | FALSE | TRUE | FALSE |  | FALSE
527 | 580 | Steel Sun - Main Street / Amherst Campus |  | Steel Sun #2 - Amherst Campus | Steel Sun #2 - Amherst Campus |  | Solar PV | 2035.5 | 0 | 0 | 0 | 0 | 0 | 0 | 0 | 0 | 0 | 0 | 0 | BQ Energy Development, LLC | 1 | 2016-12-23 | [11 empty] | FALSE
528 | 581 | Town of Holland |  | Town of Holland | Town of Holland |  | Solar PV | 307.53 | 0 | 0 | 0 | 0 | 0 | 0 | 0 | 0 | 0 | 0 | 0 | AES Distributed Energy | 1 | 2017-09-27 | [11 empty] | FALSE
529 | 582 | Davidson Chevrolet - Gillette Road |  | Davidson Chevrolet - Gillette Road | Davidson Chevrolet - Gillette Road |  | Solar PV | 660.96 | 0 | 0 | 0 | 0 | 0 | 0 | 0 | 0 | 0 | 0 | 0 | High Peaks Solar, LLC | 1 | 2017-11-21 | [11 empty] | FALSE
530 | 583 | Saratoga Springs - Weibel Avenue |  | Saratoga Springs - Weibel Avenue | Saratoga Springs - Weibel Avenue |  | Solar PV | 2597.4 | 0 | 0 | 0 | 0 | 0 | 0 | 0 | 0 | 0 | 0 | 0 | Onyx Renewables Partners | 1 | 2017-11-21 | [11 empty] | FALSE
531 | 584 | Adirondack Farms |  | Adirondack Farms LLC | Adirondack Farms LLC |  | ADG | 633 | 0 | 0 | 0 | 0 | 0 | 0 | 0 | 0 | 0 | 0 | 0 | EnviTec Biogas USA | 1 | 2017-06-06 | [5 empty] | TRUE | FALSE | FALSE | TRUE | FALSE | Automatic | TRUE
532 | 585 | Morrisania Apartments |  | Morrisania | Morrisania |  | CHP | 100 | 700 | 0 | 0 | 0 | 0 | 0 | 0 | 0 | 0 | 0 | 0 | All Systems Cogeneration | 1 | 2017-12-05 |  |  |  | FALSE |  | TRUE | FALSE | FALSE | FALSE | FALSE |  | FALSE
533 | 586 | Hobart William Smith Colleges - Gates Road |  | Hobart William Smith Colleges - Gates Road | Hobart William Smith Colleges - Gates Road |  | Solar PV | 2550.06 | 0 | 0 | 0 | 0 | 0 | 0 | 0 | 0 | 0 | 0 | 0 | Dynamic Energy Solutions, LLC | 1 | 2017-12-11 | [11 empty] | FALSE
534 | 587 | John Murray House |  | 220 Madison | 220 Madison |  | CHP | 75 | 520 | 0 | 0 | 0 | 0 | 0 | 0 | 0 | 0 | 0 | 0 | Aegis Energy Services, Inc. | 1 | 2017-11-27 |  |  |  | FALSE |  | TRUE | FALSE | FALSE | FALSE | FALSE |  | FALSE
535 | 588 | Home Depot Cropsey #1256 |  | Home Depot Cropsey #1256 | Home Depot Cropsey #1256 |  | Fuel Cell | 210 | 0 | 0 | 0 | 0 | 0 | 0 | 0 | 0 | 0 | 0 | 0 | Bloom Energy | 1 | 2018-06-22 | [5 empty] | FALSE | FALSE | FALSE | FALSE | FALSE |  | FALSE
536 | 589 | Home Depot #1251 |  | Home Depot #1251 | Home Depot #1251 |  | Fuel Cell | 210 | 0 | 0 | 0 | 0 | 0 | 0 | 0 | 0 | 0 | 0 | 0 | Bloom Energy | 1 | 2017-09-08 | [5 empty] | FALSE | FALSE | FALSE | FALSE | FALSE |  | FALSE
537 | 590 | Home Depot Starrett City #6152 |  | Home Depot Starrett City #6152 | Home Depot Starrett City #6152 |  | Fuel Cell | 210 | 0 | 0 | 0 | 0 | 0 | 0 | 0 | 0 | 0 | 0 | 0 | Bloom Energy | 1 | 2016-10-04 | [5 empty] | FALSE | FALSE | FALSE | FALSE | FALSE |  | FALSE
538 | 591 | Home Depot Staten Island #1281 |  | Home Depot Staten Island #1281 | Home Depot Staten Island #1281 |  | Fuel Cell | 210 | 0 | 0 | 0 | 0 | 0 | 0 | 0 | 0 | 0 | 0 | 0 | Bloom Energy | 1 | 2017-06-01 | [5 empty] | FALSE | FALSE | FALSE | FALSE | FALSE |  | FALSE
539 | 592 | Home Depot Staten Island #1249 |  | Home Depot Staten Island #1249 | Home Depot Staten Island #1249 |  | Fuel Cell | 210 | 0 | 0 | 0 | 0 | 0 | 0 | 0 | 0 | 0 | 0 | 0 | Bloom Energy | 1 | 2017-06-21 | [5 empty] | FALSE | FALSE | FALSE | FALSE | FALSE |  | FALSE
540 | 593 | Home Depot #1215 |  | Home Depot #1215 | Home Depot #1215 |  | Fuel Cell | 210 | 0 | 0 | 0 | 0 | 0 | 0 | 0 | 0 | 0 | 0 | 0 | Bloom Energy | 1 | 2017-04-01 | [5 empty] | FALSE | FALSE | FALSE | FALSE | FALSE |  | FALSE
541 | 634 | Marcus Garvey Apartments |  | Marcus Garvey | Marcus Garvey |  | Fuel Cell | 420 | 0 | 0 | 0 | 0 | 0 | 0 | 0 | 0 | 0 | 0 | 0 | Bloom Energy | 2 | 2017-04-01 |  |  |  |  | TRUE | FALSE | FALSE | FALSE | FALSE | FALSE |  | FALSE
542 | 595 | GE Healthcare Troy |  | GE Healthcare Troy | GE Healthcare Troy |  | Solar PV | 954.72 | 0 | 0 | 0 | 0 | 0 | 0 | 0 | 0 | 0 | 0 | 0 | GE Solar | 1 | 2017-12-20 | [11 empty] | FALSE
543 | 596 | JMDH Real Estate of Maspeth Warehouse, LLC |  | JMDH Real Estate of Maspeth Warehouse, LLC | JMDH Real Estate of Maspeth Warehouse, LLC |  | Solar PV | 784.53 | 0 | 0 | 0 | 0 | 0 | 0 | 0 | 0 | 0 | 0 | 0 | Ross Solar | 1 | 2017-12-12 |  | Jetro Maspeth | [9 empty] | FALSE
544 | 597 | Jetro Port Chester |  | Jetro Port Chester | Jetro Port Chester |  | Solar PV | 1104.92 | 0 | 0 | 0 | 0 | 0 | 0 | 0 | 0 | 0 | 0 | 0 | Ross Solar | 1 | 2018-01-02 | [11 empty] | FALSE
545 | 598 | City of Oneida Solar |  | City of Oneida Solar | City of Oneida Solar |  | Solar PV | 2026.08 | 0 | 0 | 0 | 0 | 0 | 0 | 0 | 0 | 0 | 0 | 0 | AEP OnSite Partners, LLC | 1 | 2017-12-21 | [11 empty] | FALSE
546 | 599 | Manhattan Beer Distributor - Suffern |  | Manhattan Beer Distributor - Suffern | Manhattan Beer Distributor - Suffern |  | Solar PV | 345.15 | 0 | 0 | 0 | 0 | 0 | 0 | 0 | 0 | 0 | 0 | 0 | OnForce Solar, Inc. | 1 | 2018-01-05 | [11 empty] | FALSE
547 | 600 | Christian Cultural Center |  | Christian Cultural Center | Christian Cultural Center |  | Solar PV | 259.64 | 0 | 0 | 0 | 0 | 0 | 0 | 0 | 0 | 0 | 0 | 0 | UGE USA Inc. | 1 | 2017-08-20 | [11 empty] | FALSE
548 | 601 | Town of Ontario WWTP |  | Town of Ontario WWTP | Town of Ontario WWTP |  | Solar PV | 2833.4 | 0 | 0 | 0 | 0 | 0 | 0 | 0 | 0 | 0 | 0 | 0 | Tortoise Clean Energy Partners | 1 | 2017-08-23 | [11 empty] | FALSE
549 | 603 | Diamond 333 Phase 2 |  | Diamond 333 Phase 2 | Diamond 333 Phase 2 |  | Solar PV | 441 | 0 | 0 | 0 | 0 | 0 | 0 | 0 | 0 | 0 | 0 | 0 | Safari Energy, LLC | 1 | 2017-12-18 | [11 empty] | FALSE
550 | 604 | Solean East 1 (North) |  | Solean East 1 (North) | Solean East 1 (North) |  | Solar PV | 2708.55 | 0 | 0 | 0 | 0 | 0 | 0 | 0 | 0 | 0 | 0 | 0 | Tortoise Clean Energy Partners | 1 | 2018-01-02 | [11 empty] | FALSE
551 | 605 | Solean East 2 (South) |  | Solean East 2 (South) | Solean East 2 (South) |  | Solar PV | 2708.55 | 0 | 0 | 0 | 0 | 0 | 0 | 0 | 0 | 0 | 0 | 0 | Tortoise Clean Energy Partners | 1 | 2018-01-02 | [11 empty] | FALSE
552 | 606 | Solean West |  | Solean West | Solean West |  | Solar PV | 1995.84 | 0 | 0 | 0 | 0 | 0 | 0 | 0 | 0 | 0 | 0 | 0 | Tortoise Clean Energy Partners | 1 | 2018-01-02 | [11 empty] | FALSE
553 | 607 | Young Shing Trading |  | Young Shing Trading | Young Shing Trading |  | Solar PV | 538.68 | 0 | 0 | 0 | 0 | 0 | 0 | 0 | 0 | 0 | 0 | 0 | Solar Energy Systems, LLC | 1 | 2018-01-07 | [11 empty] | FALSE
554 | 608 | Big Flats Innovation Center |  | Corning Inc. Innovation Support Center | Corning Inc. Innovation Support Center |  | CHP | 1000 | 11400 | 0 | 0 | 0 | 0 | 0 | 0 | 0 | 0 | 0 | 0 | GEM Energy | 1 | 2018-11-14 |  |  |  | FALSE |  | FALSE | FALSE | FALSE | TRUE | FALSE | Manual | FALSE
555 | 602 | Green Hills Home For Adults |  | Green Hills Home | Green Hills Home |  | CHP | 35 | 204 | 0 | 0 | 0 | 0 | 0 | 0 | 0 | 0 | 0 | 0 | Aegis Energy Services, Inc. | 1 |  |  |  |  | FALSE |  | TRUE | TRUE | FALSE | FALSE | FALSE | Automatic | FALSE
556 | 609 | Findlay Plaza |  | Findlay Plaza | Findlay Plaza |  | CHP | 200 | 0 | 0 | 0 | 0 | 0 | 0 | 0 | 0 | 0 | 0 | 0 | Energy Concepts | 2 | 2018-02-02 | [5 empty] | TRUE | FALSE | FALSE | FALSE | FALSE | Manual | FALSE
557 | 610 | Camden Solar Farm |  | Camden Solar Farm | Camden Solar Farm |  | Solar PV | 2446.74 | 0 | 0 | 0 | 0 | 0 | 0 | 0 | 0 | 0 | 0 | 0 | New Energy Equity | 1 | 2018-01-20 | [11 empty] | FALSE
558 | 611 | South Hill Business Campus |  | South Hill Business Campus | South Hill Business Campus |  | CHP | 500 | 0 | 0 | 0 | 0 | 0 | 0 | 0 | 0 | 0 | 0 | 0 | Kraft Power Corporation | 2 | 2017-10-01 |  |  |  | FALSE |  | FALSE | TRUE | TRUE | FALSE | FALSE | Automatic | FALSE
559 | 612 | Bay Park 1 |  | Bay Park 1 | Bay Park 1 |  | CHP | 300 | 1656 | 0 | 0 | 0 | 0 | 0 | 0 | 0 | 0 | 0 | 0 | IntelliGen Power Systems | 2 | 2018-02-13 |  |  |  | TRUE |  | TRUE | FALSE | FALSE | TRUE | FALSE |  | FALSE
560 | 613 | Bay Park 2 |  | Bay Park 2 | Bay Park 2 |  | CHP | 300 | 1656 | 0 | 0 | 0 | 0 | 0 | 0 | 0 | 0 | 0 | 0 | IntelliGen Power Systems | 2 | 2018-02-13 |  |  |  | TRUE |  | TRUE | FALSE | FALSE | TRUE | FALSE |  | FALSE
561 | 614 | Baer Road |  | Baer Road | Baer Road |  | Solar PV | 2754.05 | 0 | 0 | 0 | 0 | 0 | 0 | 0 | 0 | 0 | 0 | 0 | Delaware River Solar | 1 | 2018-02-12 | [11 empty] | FALSE
562 | 615 | Lake Breeze Fruit Farm |  | Lake Breeze Fruit Farm | Lake Breeze Fruit Farm |  | Solar PV | 1080 | 0 | 0 | 0 | 0 | 0 | 0 | 0 | 0 | 0 | 0 | 0 | Rochester Solar Technologies | 1 | 2018-02-13 | [11 empty] | FALSE
563 | 616 | Candor Central School District |  | Candor Central School District | Candor Central School District |  | Solar PV | 1077.12 | 0 | 0 | 0 | 0 | 0 | 0 | 0 | 0 | 0 | 0 | 0 | Renovus Solar | 1 | 2018-01-20 | [11 empty] | FALSE
564 | 617 | Mecklenburg Solar |  | Mecklenburg Solar | Mecklenburg Solar |  | Solar PV | 2334.72 | 0 | 0 | 0 | 0 | 0 | 0 | 0 | 0 | 0 | 0 | 0 | Renovus Solar | 1 | 2018-01-20 | [11 empty] | FALSE
565 | 618 | SUNY ESF |  | SUNY ESF - Steam Turbine | SUNY ESF - Steam Turbine |  | CHP | 275 | 0 | 0 | 0 | 0 | 0 | 0 | 0 | 0 | 0 | 0 | 0 | VanZelm Engineers | 1 | 2017-12-01 | [5 empty] | FALSE | FALSE | FALSE |  | FALSE |  | FALSE
566 | 619 | Albany Broadcasting Co. |  | Albany Broadcasting Co. | Albany Broadcasting Co. |  | Solar PV | 2722.2 | 0 | 0 | 0 | 0 | 0 | 0 | 0 | 0 | 0 | 0 | 0 | Dynamic Energy Solutions, LLC | 1 | 2018-02-24 | [11 empty] | FALSE
567 | 620 | Glenwood - Liberty Plaza |  |  |  | August 2016 | Energy Storage | 0 | 0 | 100 | 400 | 0 | 0 | 0 | 0 | 0 | 0 | 0 | 0 | EnerNOC (fka Demand Energy, aka Enel X) | 1 |  |  |  | Con Ed Demand Mgt Program; Demand Charge Reduction |  | FALSE
568 | 621 | Glenwood - Emerald Green |  |  |  | August 2016 | Energy Storage | 0 | 0 | 100 | 400 | 0 | 0 | 0 | 0 | 0 | 0 | 0 | 0 | EnerNOC (fka Demand Energy, aka Enel X) | 1 |  |  |  | Con Ed Demand Mgt Program; Demand Charge Reduction |  | FALSE
569 | 622 | Glenwood - Barclay Tower |  |  |  | June 2013 | Energy Storage | 0 | 0 | 225 | 2000 | 0 | 0 | 0 | 0 | 0 | 0 | 0 | 0 | EnerNOC (fka Demand Energy, aka Enel X) | 1 |  |  |  | Con Ed Demand Mgt Program; Demand Charge Reduction |  | FALSE
570 | 623 | Glenwood - The Brittany |  |  |  | August 2016 | Energy Storage | 0 | 0 | 100 | 400 | 0 | 0 | 0 | 0 | 0 | 0 | 0 | 0 | EnerNOC (fka Demand Energy, aka Enel X) | 1 |  |  |  | Con Ed Demand Mgt Program; Demand Charge Reduction |  | FALSE
571 | 624 | Glenwood - The Barclay |  |  |  | August 2016 | Energy Storage | 0 | 0 | 100 | 400 | 0 | 0 | 0 | 0 | 0 | 0 | 0 | 0 | EnerNOC (fka Demand Energy, aka Enel X) | 1 |  |  |  | Con Ed Demand Mgt Program; Demand Charge Reduction |  | FALSE
572 | 625 | Glenwood - Paramount Tower |  |  |  | July 2015 | Energy Storage | 0 | 0 | 100 | 400 | 0 | 0 | 0 | 0 | 0 | 0 | 0 | 0 | EnerNOC (fka Demand Energy, aka Enel X) | 1 |  |  |  | Con Ed Demand Mgt Program; Demand Charge Reduction |  | FALSE
573 | 409 | Marcus Garvey Apartments |  |  |  | June 2017 | Energy Storage | 0 | 0 | 300 | 1200 | 0 | 0 | 0 | 0 | 0 | 0 | 0 | 0 | EnerNOC (fka Demand Energy, aka Enel X) | 1 |  |  |  | Con Ed BQDM; Demand Charge Reduction |  | FALSE
575 | 627 | Glenwood - Crystal Green |  |  |  | December 2017 | Energy Storage | 0 | 0 | 125 | 300 | 0 | 0 | 0 | 0 | 0 | 0 | 0 | 0 | EnerNOC (fka Demand Energy, aka Enel X) | 1 |  |  |  | Con Ed Demand Mgt Program; Demand Charge Reduction |  | FALSE
576 | 628 | Glenwood - The Bristol |  |  |  |  | Energy Storage | 0 | 0 | 100 | 400 | 0 | 0 | 0 | 0 | 0 | 0 | 0 | 0 | EnerNOC (fka Demand Energy, aka Enel X) | 1 |  |  |  | Con Ed Demand Mgt Program; Demand Charge Reduction |  | FALSE
577 | 629 | Glenwood - The Lucerne |  |  |  |  | Energy Storage | 0 | 0 | 100 | 400 | 0 | 0 | 0 | 0 | 0 | 0 | 0 | 0 | EnerNOC (fka Demand Energy, aka Enel X) | 1 |  |  |  | Con Ed Demand Mgt Program; Demand Charge Reduction |  | FALSE
578 | 630 | Glenwood - Grand Tier |  |  |  |  | Energy Storage | 0 | 0 | 100 | 400 | 0 | 0 | 0 | 0 | 0 | 0 | 0 | 0 | EnerNOC (fka Demand Energy, aka Enel X) | 1 |  |  |  | Con Ed Demand Mgt Program; Demand Charge Reduction |  | FALSE
579 | 631 | Glenwood - Briar Hill |  |  |  |  | Energy Storage | 0 | 0 | 125 | 200 | 0 | 0 | 0 | 0 | 0 | 0 | 0 | 0 | EnerNOC (fka Demand Energy, aka Enel X) | 1 |  |  |  | Con Ed Demand Mgt Program; Demand Charge Reduction |  | FALSE
580 | 632 | Glenwood - Hawthorn Park |  |  |  | December 2017 | Energy Storage | 0 | 0 | 125 | 500 | 0 | 0 | 0 | 0 | 0 | 0 | 0 | 0 | EnerNOC (fka Demand Energy, aka Enel X) | 1 |  |  |  | Con Ed Demand Mgt Program; Demand Charge Reduction |  | FALSE
581 | 633 | Glenwood - The Fairmont |  |  |  | December 2017 | Energy Storage | 0 | 0 | 125 | 300 | 0 | 0 | 0 | 0 | 0 | 0 | 0 | 0 | EnerNOC (fka Demand Energy, aka Enel X) | 1 |  |  |  | Con Ed Demand Mgt Program; Demand Charge Reduction |  | FALSE
582 | 635 | The Westport |  | Westport | Westport |  | CHP | 160 | 815 | 0 | 0 | 0 | 0 | 0 | 0 | 0 | 0 | 0 | 0 | ENER-G Rudox | 1 | 2018-03-27 |  |  |  | FALSE |  | TRUE | FALSE | FALSE | TRUE | FALSE | Manual | FALSE
583 | 636 | 7-Eleven |  | 7-Eleven |  | October 2013 | Energy Storage | 0 | 0 | 27.2 | 96 | 0 | 0 | 0 | 0 | 0 | 0 | 0 | 0 | ENGIE Storage (fka Green Charge) | 1 |  |  |  | Demand Charge Reduction; Energy Supply Arbitrage - Energy Shifting; Energy Supply Arbitrage - ICAP Tag Reduction; EV Charging |  | FALSE
584 | 637 | UPS Distribution Center |  | UPS A |  | October 2014 | Energy Storage | 0 | 0 | 51 | 96 | 0 | 0 | 0 | 0 | 0 | 0 | 0 | 0 | ENGIE Storage (fka Green Charge) | 1 |  |  |  | Demand Charge Reduction; Energy Supply Arbitrage - Energy Shifting; Energy Supply Arbitrage - ICAP Tag Reduction |  | FALSE
585 | 637 | UPS Distribution Center |  | UPS B |  | October 2014 | Energy Storage | 0 | 0 | 51 | 96 | 0 | 0 | 0 | 0 | 0 | 0 | 0 | 0 | ENGIE Storage (fka Green Charge) | 1 |  |  |  | Demand Charge Reduction; Energy Supply Arbitrage - Energy Shifting |  | FALSE
586 | 637 | UPS Distribution Center |  | UPS C |  | October 2014 | Energy Storage | 0 | 0 | 51 | 96 | 0 | 0 | 0 | 0 | 0 | 0 | 0 | 0 | ENGIE Storage (fka Green Charge) | 1 |  |  |  | Demand Charge Reduction; Energy Supply Arbitrage - Energy Shifting |  | FALSE
587 | 638 | Walgreens Store #2122 |  |  |  | June 2014 | Energy Storage | 0 | 0 | 27 | 64 | 0 | 0 | 0 | 0 | 0 | 0 | 0 | 0 | ENGIE Storage (fka Green Charge) | 1 |  |  |  | Demand Charge Reduction; Energy Supply Arbitrage - Energy Shifting |  | FALSE
588 | 639 | AMC Loews Port Chester |  | AMC Loews Port Chester |  | May 2018 | Energy Storage | 0 | 0 | 36 | 72 | 0 | 0 | 0 | 0 | 0 | 0 | 0 | 0 | Stem | 1 |  |  |  | Demand Charge Reduction |  | TRUE
589 | 640 | Stephentown Spindle |  | Stephentown Spindle |  |  | Energy Storage | 0 | 0 | 20000 | 5000 | 0 | 0 | 0 | 0 | 0 | 0 | 0 | 0 | Beacon Power | 1 |  |  |  | NYISO - Frequency Regulation |  | FALSE
590 | 641 | Monroe County A |  | Monroe County A | Monroe County A |  | Solar PV | 2387.88 | 0 | 0 | 0 | 0 | 0 | 0 | 0 | 0 | 0 | 0 | 0 | Solar Liberty | 1 | 2018-02-11 | [11 empty] | FALSE
591 | 642 | Silver Towers - Kew Gardens |  | Silver Towers | Silver Towers |  | CHP | 100 | 613 | 0 | 0 | 0 | 0 | 0 | 0 | 0 | 0 | 0 | 0 | Tecogen, Inc. | 1 |  |  |  |  | TRUE |  | TRUE | TRUE | TRUE | FALSE | FALSE |  | FALSE
592 | 643 | Monroe County B |  | Monroe County B | Monroe County B |  | Solar PV | 2387.88 | 0 | 0 | 0 | 0 | 0 | 0 | 0 | 0 | 0 | 0 | 0 | Solar Liberty | 1 | 2018-02-11 | [11 empty] | FALSE
593 | 644 | Monroe County C |  | Monroe County C | Monroe County C |  | Solar PV | 2858.22 | 0 | 0 | 0 | 0 | 0 | 0 | 0 | 0 | 0 | 0 | 0 | Solar Liberty | 1 | 2018-02-11 | [11 empty] | FALSE
594 | 645 | Monroe County D |  | Monroe County D | Monroe County D |  | Solar PV | 2858.22 | 0 | 0 | 0 | 0 | 0 | 0 | 0 | 0 | 0 | 0 | 0 | Solar Liberty | 1 | 2018-02-28 | [11 empty] | FALSE
595 | 646 | Monroe County E |  | Monroe County E | Monroe County E |  | Solar PV | 2823.12 | 0 | 0 | 0 | 0 | 0 | 0 | 0 | 0 | 0 | 0 | 0 | Solar Liberty | 1 | 2018-01-26 | [11 empty] | FALSE
596 | 647 | Oneida County DPW |  | Oneida County - DPW | Oneida County - DPW |  | Solar PV | 1992.6 | 0 | 0 | 0 | 0 | 0 | 0 | 0 | 0 | 0 | 0 | 0 | Tesla Energy Operations, Inc. | 1 | 2018-04-05 | [11 empty] | FALSE
597 | 648 | Jefferson-Lewis BOCES |  | Jefferson-Lewis BOCES - 66656 | Jefferson-Lewis BOCES - 66656 |  | Solar PV | 2630.61 | 0 | 0 | 0 | 0 | 0 | 0 | 0 | 0 | 0 | 0 | 0 | Cypress Creek Renewables | 1 | 2018-04-06 | [11 empty] | FALSE
598 | 649 | Interfaith Medical Center |  | Interfaith Medical Center | Interfaith Medical Center |  | CHP | 300 | 1839 | 0 | 0 | 0 | 0 | 0 | 0 | 0 | 0 | 0 | 0 | Tecogen, Inc. | 3 | 2018-06-19 |  |  |  | TRUE |  | TRUE | FALSE | FALSE | FALSE | FALSE |  | FALSE
599 | 650 | Town of Wawarsing |  | Town of Wawarsing | Town of Wawarsing |  | Solar PV | 1123.2 | 0 | 0 | 0 | 0 | 0 | 0 | 0 | 0 | 0 | 0 | 0 | Solar Liberty | 1 | 2018-04-06 | [11 empty] | FALSE
600 | 651 | Best Equities LLC |  | Best Equities LLC - 66674 | Best Equities LLC - 66674 |  | Solar PV | 347.14 | 0 | 0 | 0 | 0 | 0 | 0 | 0 | 0 | 0 | 0 | 0 | HESP Solar | 1 | 2018-03-29 | [11 empty] | FALSE
601 | 652 | Town of Greece |  | Town of Greece | Town of Greece |  | Solar PV | 286.65 | 0 | 0 | 0 | 0 | 0 | 0 | 0 | 0 | 0 | 0 | 0 | Solar Liberty | 1 | 2018-02-13 | [11 empty] | FALSE
602 | 653 | J Kings Food Service 1 |  | J Kings Food Service 1 - 10524 | J Kings Food Service 1 - 10524 |  | Solar PV | 439.28 | 0 | 0 | 0 | 0 | 0 | 0 | 0 | 0 | 0 | 0 | 0 | EnterSolar, LLC | 1 | 2018-04-11 | [11 empty] | FALSE
603 | 654 | J Kings Food Service 2 |  | J Kings Food Service 2 - 10525 | J Kings Food Service 2 - 10525 |  | Solar PV | 331.84 | 0 | 0 | 0 | 0 | 0 | 0 | 0 | 0 | 0 | 0 | 0 | EnterSolar, LLC | 1 | 2018-04-11 | [11 empty] | FALSE
604 | 655 | Courtyard New York Downtown Manhattan/World Trade Center Area |  | 133 Greenwich Marriott | 133 Greenwich Marriott |  | CHP | 130 | 776 | 0 | 0 | 0 | 0 | 0 | 0 | 0 | 0 | 0 | 0 | RSP Systems | 2 | 2018-04-19 |  |  |  | FALSE |  | FALSE | FALSE | FALSE | TRUE | FALSE |  | FALSE
605 | 656 | EVEN Hotel New York - Midtown East |  | Even Hotel | Even Hotel |  | CHP | 130 | 776 | 0 | 0 | 0 | 0 | 0 | 0 | 0 | 0 | 0 | 0 | RSP Systems | 2 | 2018-04-19 |  |  |  | FALSE |  | FALSE | FALSE | FALSE | TRUE | FALSE |  | FALSE
606 | 657 | Compass Residences |  | Compass Residences | Compass Residences |  | CHP | 130 | 776 | 0 | 0 | 0 | 0 | 0 | 0 | 0 | 0 | 0 | 0 | RSP Systems | 2 | 2018-04-19 |  | Compass Residences 1A/1B |  | FALSE |  | FALSE | FALSE | FALSE | TRUE | FALSE |  | FALSE
607 | 658 | City of Rochester |  | City of Rochester - 67596 | City of Rochester - 67596 |  | Solar PV | 2635.11 | 0 | 0 | 0 | 0 | 0 | 0 | 0 | 0 | 0 | 0 | 0 | Solar Liberty | 1 | 2018-02-12 | [11 empty] | FALSE
608 | 659 | City of Utica 2 |  | City of Utica 2 - 50970 | City of Utica 2 - 50970 |  | Solar PV | 1442.7 | 0 | 0 | 0 | 0 | 0 | 0 | 0 | 0 | 0 | 0 | 0 | Greenwood Energy | 1 | 2018-04-09 | [11 empty] | FALSE
609 | 660 | Shames JCC on the Hudson |  | Shames JCC on the Hudson - 83689 | Shames JCC on the Hudson - 83689 |  | Solar PV | 249.04 | 0 | 0 | 0 | 0 | 0 | 0 | 0 | 0 | 0 | 0 | 0 | Green Street Power Partners, LLC | 1 | 2018-04-26 | [11 empty] | FALSE
610 | 661 | Hudson City School District |  | Hudson City School District - 49510 | Hudson City School District - 49510 |  | Solar PV | 1221.12 | 0 | 0 | 0 | 0 | 0 | 0 | 0 | 0 | 0 | 0 | 0 | Tesla Energy Operations, Inc. | 1 | 2018-04-10 | [11 empty] | FALSE
611 | 662 | College of Mount St. Vincent |  | College of Mount St. Vincent - 66662 | College of Mount St. Vincent - 66662 |  | Solar PV | 532.53 | 0 | 0 | 0 | 0 | 0 | 0 | 0 | 0 | 0 | 0 | 0 | Tesla Energy Operations, Inc. | 1 | 2018-04-10 | [11 empty] | FALSE
612 | 663 | Warwick Valley Central School District |  | Warwick Valley Central School District - 80196 | Warwick Valley Central School District - 80196 |  | Solar PV | 2438.46 | 0 | 0 | 0 | 0 | 0 | 0 | 0 | 0 | 0 | 0 | 0 | ConEdison Solutions | 1 | 2018-02-22 | [11 empty] | FALSE
613 | 664 | Onondaga County Jamesville Penitentiary |  | Onondaga County Jamesville Penitentiary - 49840 | Onondaga County Jamesville Penitentiary - 49840 |  | Solar PV | 2468.67 | 0 | 0 | 0 | 0 | 0 | 0 | 0 | 0 | 0 | 0 | 0 | Tesla Energy Operations, Inc. | 1 | 2018-04-10 | [11 empty] | FALSE
614 | 665 | Lockheed Martin Syracuse |  |  |  |  | Energy Storage | 0 | 0 | 1000 | 1400 | 0 | 0 | 0 | 0 | 0 | 0 | 0 | 0 | ENGIE Storage (fka Green Charge) | 1 |  |  |  | Demand Charge Reduction |  | FALSE
615 | 666 | Red Hook Recreation Center |  | Red Hook Recreation Center |  |  | Energy Storage | 0 | 0 | 6 | 21 | 0 | 0 | 0 | 0 | 0 | 0 | 0 | 0 | Global Green | 1 |  |  |  | Con Ed Demand Mgt Program; Demand Charge Reduction |  | FALSE
616 | 667 | Compass Residences |  | Compass Residences 2A | Compass Residences 2A |  | CHP | 65 | 388 | 0 | 0 | 0 | 0 | 0 | 0 | 0 | 0 | 0 | 0 | RSP Systems | 1 | 2018-04-19 |  |  |  | FALSE |  | FALSE | FALSE | FALSE | TRUE | FALSE |  | FALSE
617 | 668 | Compass Residences |  | Compass Residences 2B | Compass Residences 2B |  | CHP | 65 | 388 | 0 | 0 | 0 | 0 | 0 | 0 | 0 | 0 | 0 | 0 | RSP Systems | 1 | 2018-04-19 |  |  |  | FALSE |  | FALSE | FALSE | FALSE | TRUE | FALSE |  | FALSE
618 | 669 | Riverwalk Point |  | Riverwalk 7 | Riverwalk 7 |  | CHP | 65 | 388 | 0 | 0 | 0 | 0 | 0 | 0 | 0 | 0 | 0 | 0 | RSP Systems | 1 | 2018-04-19 |  |  |  | FALSE |  | FALSE | FALSE | FALSE | TRUE | FALSE |  | FALSE
619 | 670 | One North Fourth |  | 1 North 4th Place | 1 North 4th Place |  | CHP | 200 | 811 | 0 | 0 | 0 | 0 | 0 | 0 | 0 | 0 | 0 | 0 | RSP Systems | 1 | 2018-04-19 |  |  |  | FALSE |  | FALSE | FALSE | FALSE | TRUE | FALSE |  | FALSE
620 | 671 | Hudson Yards New York |  | Hudson Yards Tower C | Hudson Yards Tower C |  | CHP | 1200 | 5248.8 | 0 | 0 | 0 | 0 | 0 | 0 | 0 | 0 | 0 | 0 | RSP Systems | 6 | 2018-04-19 |  |  |  | TRUE |  | FALSE | FALSE | FALSE | TRUE | FALSE |  | TRUE
621 | 672 | The Parkline |  | 626 Flatbush Avenue | 626 Flatbush Avenue |  | CHP | 65 | 388 | 0 | 0 | 0 | 0 | 0 | 0 | 0 | 0 | 0 | 0 | RSP Systems | 1 | 2018-04-19 |  |  |  | TRUE |  | FALSE | FALSE | FALSE | TRUE | FALSE |  | FALSE
622 | 673 | Morris Avenue Apartments |  | Morris Avenue Apartments | Morris Avenue Apartments |  | CHP | 65 | 388 | 0 | 0 | 0 | 0 | 0 | 0 | 0 | 0 | 0 | 0 | RSP Systems | 1 | 2018-04-19 |  |  |  | FALSE |  | FALSE | FALSE | FALSE | TRUE | FALSE |  | FALSE
623 | 674 | Birchwood Towers - The Bel Air |  | 66-36 Yellowstone | 66-36 Yellowstone |  | CHP | 65 | 388 | 0 | 0 | 0 | 0 | 0 | 0 | 0 | 0 | 0 | 0 | RSP Systems | 1 | 2018-04-19 |  |  |  | TRUE |  | FALSE | FALSE | FALSE | TRUE | FALSE |  | FALSE
624 | 675 | Hunters Point South A | Hunters Point South A | Hunters Point South A | Hunters Point South A |  | CHP | 130 | 776 | 0 | 0 | 0 | 0 | 0 | 0 | 0 | 0 | 0 | 0 | RSP Systems | 2 | 2018-04-19 |  |  |  | FALSE |  | FALSE | FALSE | FALSE | TRUE | FALSE |  | FALSE
625 | 676 | Fordham University | Fordham University - 41220A | Fordham University - 41220A | Fordham University - 41220A |  | Solar PV | 2600.32 | 0 | 0 | 0 | 0 | 0 | 0 | 0 | 0 | 0 | 0 | 0 | EnterSolar, LLC | 1 | 2018-05-16 | [11 empty] | FALSE
626 | 680 | Fordham Prep School | Fordham Prep School - 73337 | Fordham Prep School - 73337 | Fordham Prep School - 73337 |  | Solar PV | 499.8 | 0 | 0 | 0 | 0 | 0 | 0 | 0 | 0 | 0 | 0 | 0 | EnterSolar, LLC | 1 | 2018-05-16 | [11 empty] | FALSE
627 | 678 | Riu Plaza NE | Riu Hotel New York | Riu Hotel New York | Riu Hotel New York |  | CHP | 325 | 1940 | 0 | 0 | 0 | 0 | 0 | 0 | 0 | 0 | 0 | 0 | RSP Systems | 5 | 2018-04-19 |  |  |  | FALSE |  |  |  |  | TRUE |  |  | FALSE
628 | 679 | Riu Plaza New York Times Square Hotel | Riu Hotel Times Square | Riu Hotel Times Square | Riu Hotel Times Square |  | CHP | 130 | 776 | 0 | 0 | 0 | 0 | 0 | 0 | 0 | 0 | 0 | 0 | RSP Systems | 2 | 2018-04-19 |  |  |  | FALSE |  |  |  |  | TRUE |  |  | FALSE
629 | 681 | River Park Residences | River Park Residences | River Park Residences | River Park Residences |  | CHP | 1000 | 4055 | 0 | 0 | 0 | 0 | 0 | 0 | 0 | 0 | 0 | 0 | RSP Systems | 5 | 2018-04-19 |  |  |  | FALSE |  |  |  |  | TRUE
630 | 682 | The San Remo | San Remo | San Remo | San Remo |  | CHP | 195 | 1164 | 0 | 0 | 0 | 0 | 0 | 0 | 0 | 0 | 0 | 0 | RSP Systems | 3 | 2018-04-19 |  |  |  | TRUE |  |  |  |  | TRUE
631 | 683 | The Excelsior | Excelsior | Excelsior | Excelsior |  | CHP | 200 | 1226 | 0 | 0 | 0 | 0 | 0 | 0 | 0 | 0 | 0 | 0 | Tecogen, Inc. | 2 | 2018-06-06 |  |  |  | FALSE |  | TRUE
632 | 685 | Ulster County | Ulster County - 50768 | Ulster County - 50768 | Ulster County - 50768 |  | Solar PV | 1900.8 | 0 | 0 | 0 | 0 | 0 | 0 | 0 | 0 | 0 | 0 | 0 | Tesla Energy Operations, Inc. | 1 | 2018-05-14 | [11 empty] | FALSE
633 | 686 | Time Warner Cable | Time Warner Cable - 49513 | Time Warner Cable - 49513 | Time Warner Cable - 49513 |  | Solar PV | 2773.98 | 0 | 0 | 0 | 0 | 0 | 0 | 0 | 0 | 0 | 0 | 0 | Tesla Energy Operations, Inc. | 1 | 2018-06-05 | [11 empty] | FALSE
634 | 687 | Lamb-Lakeshore Dairy | Lamb-Lakeshore Dairy | Lamb-Lakeshore Dairy | Lamb-Lakeshore Dairy |  | ADG | 582 | 0 | 0 | 0 | 0 | 0 | 0 | 0 | 0 | 0 | 0 | 0 | EnviTec Biogas USA | 1 | 2016-05-31 | [6 empty] | TRUE |  | TRUE |  | Automatic
635 | 688 | SUNY New Paltz |  | SUNY New Paltz Elting Gymnasium |  | April 2018 | Energy Storage | 0 | 0 | 100 | 200 | 0 | 0 | 0 | 0 | 0 | 0 | 0 | 0 | Princeton Power Systems | 1 |  |  |  | Coupled with Distr. Gen.; Demand Charge Reduction; Demand Response Programs; Resiliency |  | FALSE
636 | 689 | Elmira Southside School |  |  |  |  | Energy Storage | 0 | 0 | 0 | 0 | 0 | 0 | 1522 | 0 | 0 | 0 | 0 | 0 | BAC (Baltimore Air Coil) | 1 |  |  |  | Demand Charge Reduction |  | FALSE
637 | 690 | Memorial Sloan Kettering Westchester |  |  |  |  | Energy Storage | 0 | 0 | 0 | 0 | 0 | 0 | 1522 | 0 | 0 | 0 | 0 | 0 | BAC (Baltimore Air Coil) | 1 |  |  |  | Demand Charge Reduction |  | FALSE
638 | 691 | Citigroup Headquarters |  |  |  |  | Energy Storage | 0 | 0 | 0 | 0 | 0 | 524 | 8371 | 0 | 0 | 0 | 0 | 0 | BAC (Baltimore Air Coil) | 1 |  |  |  | Con Ed Demand Mgt Program |  | FALSE
639 | 692 | Manhattan Center |  | Manhattan Center/Hammerstein Ballroom |  |  | Energy Storage | 0 | 0 | 0 | 0 | 0 | 0 | 2800 | 0 | 0 | 0 | 0 | 0 | BAC (Baltimore Air Coil) | 1 |  |  |  | Demand Charge Reduction |  | FALSE
640 | 693 | SUNY Jefferson Community College |  | SUNY Jefferson Community College |  |  | Energy Storage | 0 | 0 | 150 | 0 | 0 | 0 | 0 | 0 | 0 | 0 | 0 | 0 | Trane-CALMAC | 1 |  |  | John W. Deans Collaborative Learning Center | Demand Charge Reduction |  | FALSE
641 | 694 | Morgan Stanley - NYC |  |  |  |  | Energy Storage | 0 | 0 | 0 | 0 | 0 | 620.7 | 4000 | 3724 | 0 | 0 | 0 | 0 | Trane-CALMAC | 1 |  |  |  | Demand Charge Reduction |  | FALSE
642 | 220 | Morgan Stanley - Purchase |  |  |  |  | Energy Storage | 0 | 0 | 0 | 0 | 0 | 1586.5 | 9000 | 9519 | 0 | 0 | 0 | 0 | Trane-CALMAC | 1 |  |  |  | Demand Charge Reduction |  | FALSE
643 | 695 | Credit Suisse |  |  |  |  | Energy Storage | 0 | 0 | 0 | 0 | 0 | 419 | 6200 | 4985.6 | 0 | 0 | 0 | 0 | Trane-CALMAC | 1 |  |  |  | Demand Charge Reduction |  | FALSE
644 | 696 | Regeneron Pharmaceuticals, Inc. | Regeneron Pharmaceuticals, Inc. - 103969 | Regeneron Pharmaceuticals, Inc. - 103969 | Regeneron Pharmaceuticals, Inc. - 103969 |  | Solar PV | 1024.65 | 0 | 0 | 0 | 0 | 0 | 0 | 0 | 0 | 0 | 0 | 0 | Energy In The Bank | 1 | 2018-06-04 | [11 empty] | FALSE
645 | 697 | TIAA |  |  |  |  | Energy Storage | 0 | 0 | 0 | 0 | 0 | 1045 | 6000 | 6270 | 0 | 0 | 0 | 0 | Trane-CALMAC | 1 |  |  |  | Demand Charge Reduction |  | FALSE
646 | 698 | AXA Equitable Center |  |  |  |  | Energy Storage | 0 | 0 | 0 | 0 | 0 | 1567.5 | 9000 | 9405 | 0 | 0 | 0 | 0 | Trane-CALMAC | 1 |  |  |  | Demand Charge Reduction |  | FALSE
647 | 699 | Goldman Sachs Manhattan HQ |  | Goldman Sachs Manhattan HQ |  |  | Energy Storage | 0 | 0 | 2699 | 16192 | 0 | 0 | 0 | 0 | 0 | 0 | 0 | 0 | Trane-CALMAC | 1 |  |  |  | Demand Charge Reduction |  | FALSE
648 | 700 | Rockefeller Center |  | Rockefeller Center Thermal Storage |  |  | Energy Storage | 0 | 0 | 0 | 0 | 0 | 1428 | 8600 | 8569 | 0 | 0 | 0 | 0 | Trane-CALMAC | 1 |  |  |  | Demand Charge Reduction |  | FALSE
649 | 701 | 55 Water Street |  |  |  | June 2016 | Energy Storage | 0 | 0 | 0 | 0 | 0 | 1100 | 16200 | 16009.4 | 0 | 0 | 0 | 0 | Trane-CALMAC | 1 |  |  |  | Demand Charge Reduction |  | FALSE
650 | 702 | 1155 Avenue of the Americas |  | Durst Organization |  |  | Energy Storage | 0 | 0 | 0 | 0 | 0 | 513 | 3200 | 3078 | 0 | 0 | 0 | 0 | Trane-CALMAC | 1 |  |  |  | Demand Charge Reduction |  | FALSE
651 | 703 | Verizon Building |  | West St Ice Storage Project |  |  | Energy Storage | 0 | 0 | 0 | 0 | 0 | 1100 | 10000 | 0 | 0 | 0 | 0 | 0 | Trane-CALMAC | 1 |  |  |  | Demand Charge Reduction |  | FALSE
652 | 704 | GE Global Research [Broadalbin] | GE Global Research [Broadalbin] | GE Global Research [Broadalbin] - 50840 | GE Global Research [Broadalbin] - 50840 |  | Solar PV | 2984.85 | 0 | 0 | 0 | 0 | 0 | 0 | 0 | 0 | 0 | 0 | 0 | Safari Energy, LLC | 1 | 2018-03-21
653 | 705 | GE Global Research [Amsterdam A] | GE Global Research [Amsterdam A] | GE Global Research [Amsterdam A] - 67636 | GE Global Research [Amsterdam A] - 67636 |  | Solar PV | 2984.85 | 0 | 0 | 0 | 0 | 0 | 0 | 0 | 0 | 0 | 0 | 0 | Safari Energy, LLC | 1 | 2018-03-22
654 | 706 | GE Global Research [Amsterdam B] | GE Global Research [Amsterdam B] | GE Global Research [Amsterdam B] - 50838 | GE Global Research [Amsterdam B] - 50838 |  | Solar PV | 2984.85 | 0 | 0 | 0 | 0 | 0 | 0 | 0 | 0 | 0 | 0 | 0 | Safari Energy, LLC | 1 | 2018-03-17
655 | 707 | GE Global Research [Delanson A] | GE Global Research [Delanson A] | GE Global Research [Delanson A] - 50841 | GE Global Research [Delanson A] - 50841 |  | Solar PV | 2984.85 | 0 | 0 | 0 | 0 | 0 | 0 | 0 | 0 | 0 | 0 | 0 | Safari Energy, LLC | 1 | 2018-03-23
656 | 708 | GE Global Research [Johnstown A] | GE Global Research [Johnstown A] | GE Global Research [Johnstown A] - 50842 | GE Global Research [Johnstown A] - 50842 |  | Solar PV | 2984.85 | 0 | 0 | 0 | 0 | 0 | 0 | 0 | 0 | 0 | 0 | 0 | Safari Energy, LLC | 1 | 2018-01-14
657 | 709 | GE Global Research [Sharon Springs] | GE Global Research [Sharon Springs] | GE Global Research [Sharon Springs] - 50854 | GE Global Research [Sharon Springs] - 50854 |  | Solar PV | 2984.85 | 0 | 0 | 0 | 0 | 0 | 0 | 0 | 0 | 0 | 0 | 0 | Safari Energy, LLC | 1 | 2018-05-01
658 | 710 | Broome County - 399 Broome Corp Pkwy | Broome County - 399 Broome Corp Pkwy - PV Systems | Broome County - 399 Broome Corp Pkwy - 50789 | Broome County - 399 Broome Corp Pkwy - 50789 |  | Solar PV | 2791.86 | 0 | 0 | 0 | 0 | 0 | 0 | 0 | 0 | 0 | 0 | 0 | Tesla Energy Operations, Inc. | 1 | 2018-07-17
659 | 711 | Broome County - 375 Broome Corp Pkwy | Broome County - 375 Broome Corp Pkwy - PV Systems | Broome County - 375 Broome Corp Pkwy - 67602 | Broome County - 375 Broome Corp Pkwy - 67602 |  | Solar PV | 2485.96 | 0 | 0 | 0 | 0 | 0 | 0 | 0 | 0 | 0 | 0 | 0 | Tesla Energy Operations, Inc. | 1 | 2018-07-17
660 | 712 | Oswego County Fulton | Oswego County Fulton | Oswego County Fulton - 49829 | Oswego County Fulton - 49829 |  | Solar PV | 2509.14 | 0 | 0 | 0 | 0 | 0 | 0 | 0 | 0 | 0 | 0 | 0 | Tesla Energy Operations, Inc. | 1 | 2018-07-17
663 | 714 | City of Beacon | City of Beacon | City of Beacon - 49523 | City of Beacon - 49523 |  | Solar PV | 2794.68 | 0 | 0 | 0 | 0 | 0 | 0 | 0 | 0 | 0 | 0 | 0 | BQ Energy Development, LLC | 1 | 2018-07-10
664 | 715 | Anheuser Busch LLC (NY 15 0107) | Anheuser Busch LLC (NY 15 0107) | Anheuser Busch LLC (NY 15 0107) - 50781 | Anheuser Busch LLC (NY 15 0107) - 50781 |  | Solar PV | 2756.52 | 0 | 0 | 0 | 0 | 0 | 0 | 0 | 0 | 0 | 0 | 0 | ForeFront Power | 1 | 2018-07-26
665 | 716 | St. Lawrence University (NY 14 0111) | St. Lawrence University (NY 14 0111) | St. Lawrence University (NY 14 0111) - 67603 | St. Lawrence University (NY 14 0111) - 67603 |  | Solar PV | 2906.46 | 0 | 0 | 0 | 0 | 0 | 0 | 0 | 0 | 0 | 0 | 0 | ForeFront Power | 1 | 2018-08-03
666 | 717 | Time Warner Cable Enterprises LLC (NY 14 0188) | Time Warner Cable Enterprises LLC (NY 14 0188) | Time Warner Cable Enterprises LLC (NY 14 0188) - 50793 | Time Warner Cable Enterprises LLC (NY 14 0188) - 50793 |  | Solar PV | 2843.1 | 0 | 0 | 0 | 0 | 0 | 0 | 0 | 0 | 0 | 0 | 0 | ForeFront Power | 1 | 2018-07-25
667 | 718 | Glenn Gardens Apartments | Glenn Gardens Apartments | Glenn Gardens | Glenn Gardens |  | CHP | 200 | 1400 | 0 | 0 | 0 | 0 | 0 | 0 | 0 | 0 | 0 | 0 | Tecogen, Inc. | 2 | 2018-05-04 |  |  |  | TRUE |  | TRUE | TRUE | FALSE | FALSE | FALSE | Manual
668 | 719 | SUNY Poly Perth | SUNY Poly Perth | SUNY Poly Perth 1 North - 51011 | SUNY Poly Perth 1 North - 51011 |  | Solar PV | 2600 | 0 | 0 | 0 | 0 | 0 | 0 | 0 | 0 | 0 | 0 | 0 | NextEra Energy | 1 | 2018-03-08
669 | 719 | SUNY Poly Perth | SUNY Poly Perth | SUNY Poly Perth 2 South - 51018 | SUNY Poly Perth 2 South - 51018 |  | Solar PV | 2630 | 0 | 0 | 0 | 0 | 0 | 0 | 0 | 0 | 0 | 0 | 0 | NextEra Energy | 1 | 2018-03-21
671 | 720 | Wal-Mart Stores Inc. - 8005 Call Pkwy | Wal-Mart Stores Inc. - 8005 Call Pkwy | Wal-Mart Stores Inc. - 8005 Call Pkwy - 50786 | Wal-Mart Stores Inc. - 8005 Call Pkwy - 50786 |  | Solar PV | 2828.15 | 0 | 0 | 0 | 0 | 0 | 0 | 0 | 0 | 0 | 0 | 0 | ForeFront Power | 1 | 2018-07-13
672 | 721 | Town of Grand Island - 7755 Oak Orchard Road | Town of Grand Island - 7755 Oak Orchard Road | Town of Grand Island - 7755 Oak Orchard Road - 91059 | Town of Grand Island - 7755 Oak Orchard Road - 91059 |  | Solar PV | 2902.44 | 0 | 0 | 0 | 0 | 0 | 0 | 0 | 0 | 0 | 0 | 0 | ForeFront Power | 1 | 2018-07-17
673 | 722 | Praxair - 8169 Bank Street Road | Praxair - 8169 Bank Street Road | Praxair - 8169 Bank Street Road - 88878 | Praxair - 8169 Bank Street Road - 88878 |  | Solar PV | 2828.15 | 0 | 0 | 0 | 0 | 0 | 0 | 0 | 0 | 0 | 0 | 0 | ForeFront Power | 1 | 2018-07-26
674 | 723 | Barton Mines Company, LLC - 28 Barton Mines Lane | Barton Mines Company, LLC - 28 Barton Mines Lane | Barton Mines Company, LLC - 28 Barton Mines Lane - 49538 | Barton Mines Company, LLC - 28 Barton Mines Lane - 49538 |  | Solar PV | 2692.8 | 0 | 0 | 0 | 0 | 0 | 0 | 0 | 0 | 0 | 0 | 0 | groSolar | 1 | 2018-08-09
675 | 724 | General Electric (19th Hole Solar) | General Electric (19th Hole Solar) | General Electric 1 (19th Hole Solar Northwest) - 51010 | General Electric 1 (19th Hole Solar Northwest) - 51010 |  | Solar PV | 2630 | 0 | 0 | 0 | 0 | 0 | 0 | 0 | 0 | 0 | 0 | 0 | Next Era Energy Resources (formerly SEC LHNY Solar One, LLC) | 1 | 2018-02-13
676 | 724 | General Electric (19th Hole Solar) | General Electric (19th Hole Solar) | General Electric 2 (19th Hole Solar Southwest) - 51012 | General Electric 2 (19th Hole Solar Southwest) - 51012 |  | Solar PV | 2630 | 0 | 0 | 0 | 0 | 0 | 0 | 0 | 0 | 0 | 0 | 0 | Next Era Energy Resources (formerly SEC LHNY Solar One, LLC) | 1 | 2018-02-13
677 | 724 | General Electric (19th Hole Solar) | General Electric (19th Hole Solar) | General Electric 3 (19th Hole Solar Northeast) - 51013 | General Electric 3 (19th Hole Solar Northeast) - 51013 |  | Solar PV | 2630 | 0 | 0 | 0 | 0 | 0 | 0 | 0 | 0 | 0 | 0 | 0 | Next Era Energy Resources (formerly SEC LHNY Solar One, LLC) | 1 | 2018-02-13
678 | 724 | General Electric (19th Hole Solar) | General Electric (19th Hole Solar) | General Electric 4 (19th Hole Solar Southeast) - 51017 | General Electric 4 (19th Hole Solar Southeast) - 51017 |  | Solar PV | 2570 | 0 | 0 | 0 | 0 | 0 | 0 | 0 | 0 | 0 | 0 | 0 | Next Era Energy Resources (formerly SEC LHNY Solar One, LLC) | 1 | 2018-02-13
679 | 725 | NYU Langone Medical Center | NYU Langone Medical Center | NYU Langone Medical Center | NYU Langone Medical Center |  | CHP | 9820 | 127000 | 0 | 0 | 0 | 0 | 0 | 0 | 0 | 0 | 0 | 0 | Gotham Energy 360 LLC | 2 | 2018-05-25 | [8 empty] | TRUE
680 | 726 | Daroga Power - 2016 Pitkin Ave | Daroga Power - 2016 Pitkin Ave | Daroga Power - 2016 Pitkin Ave - 95306 | Daroga Power - 2016 Pitkin Ave - 95306 |  | Solar PV | 414.75 | 0 | 0 | 0 | 0 | 0 | 0 | 0 | 0 | 0 | 0 | 0 | EnterSolar, LLC | 1 | 2018-08-01
681 | 727 | Finger Lakes Extrusion Corporation - 2437 Route 21 | Finger Lakes Extrusion Corporation - 2437 Route 21 | Finger Lakes Extrusion Corporation - 2437 Route 21 - 81019 | Finger Lakes Extrusion Corporation - 2437 Route 21 - 81019 |  | Solar PV | 555.56 | 0 | 0 | 0 | 0 | 0 | 0 | 0 | 0 | 0 | 0 | 0 | O'Connell Electric | 1 | 2018-08-22
682 | 728 | Columbia University - 124 Johnson Road | Columbia University - 124 Johnson Road | Columbia University - 124 Johnson Road - 67584 | Columbia University - 124 Johnson Road - 67584 |  | Solar PV | 2902 | 0 | 0 | 0 | 0 | 0 | 0 | 0 | 0 | 0 | 0 | 0 | ForeFront Power | 1 | 2018-07-22
684 | 729 | Columbia University - 234 State Line Road | Columbia University - 234 State Line Road | Columbia University - 234 State Line Road - 50776 | Columbia University - 234 State Line Road - 50776 |  | Solar PV | 2902 | 0 | 0 | 0 | 0 | 0 | 0 | 0 | 0 | 0 | 0 | 0 | ForeFront Power | 1 | 2018-08-11
685 | 730 | City of Utica - 583A Five Mile Line Road | City of Utica - 583A Five Mile Line Road | City of Utica - 583A Five Mile Line Road - 49518 | City of Utica - 583A Five Mile Line Road - 49518 |  | Solar PV | 1981.44 | 0 | 0 | 0 | 0 | 0 | 0 | 0 | 0 | 0 | 0 | 0 | Borrego Solar (formerly SEC Newco, LLC) | 1 | 2018-08-24
686 | 731 | Onondaga County Oak Orchard WWTP - 4300 Oak Orchard Road | Onondaga County Oak Orchard WWTP - 4300 Oak Orchard Road | Onondaga County Oak Orchard WWTP - 4300 Oak Orchard Road - 37867 | Onondaga County Oak Orchard WWTP - 4300 Oak Orchard Road - 37867 |  | Solar PV | 2522.96 | 0 | 0 | 0 | 0 | 0 | 0 | 0 | 0 | 0 | 0 | 0 | Tesla Energy Operations, Inc. | 1 | 2018-08-31
687 | 732 | Cornell University - 1 Main Street | Cornell University - 1 Main Street | Cornell University - 1 Main Street - 80445 | Cornell University - 1 Main Street - 80445 |  | Solar PV | 847.67 | 0 | 0 | 0 | 0 | 0 | 0 | 0 | 0 | 0 | 0 | 0 | EnterSolar, LLC | 1 | 2018-09-04
688 | 71 | Ultra-Flex |  | Transcontinental Ultra Flex Inc. | Transcontinental Ultra Flex Inc. |  | CHP | 625 | 3900 | 0 | 0 | 0 | 0 | 0 | 0 | 0 | 0 | 0 | 0 | Tecogen, Inc. | 5 | 2018-07-01 |  |  |  | FALSE |  |  | TRUE | TRUE | TRUE
689 | 733 | Erie County (Alden) - 11581 Walden Avenue | Erie County (Alden) - 11581 Walden Avenue | Erie County (Alden) - 11581 Walden Avenue - 50852 | Erie County (Alden) - 11581 Walden Avenue - 50852 |  | Solar PV | 2461.09 | 0 | 0 | 0 | 0 | 0 | 0 | 0 | 0 | 0 | 0 | 0 | Greenskies Renewable Energy LLC | 1 | 2018-06-16
690 | 734 | County of Lewis - 5252 Outer Stowe Street | County of Lewis - 5252 Outer Stowe Street | County of Lewis - 5252 Outer Stowe Street - 50769 | County of Lewis - 5252 Outer Stowe Street - 50769 |  | Solar PV | 2461.09 | 0 | 0 | 0 | 0 | 0 | 0 | 0 | 0 | 0 | 0 | 0 | Greenskies Renewable Energy LLC | 1 | 2018-05-11
691 | 688 | SUNY New Paltz |  | SUNY New Paltz - 41213 | SUNY New Paltz - 41213 |  | Solar PV | 218.08 | 0 | 0 | 0 | 0 | 0 | 0 | 0 | 0 | 0 | 0 | 0 | Solar Liberty | 1 | 2018-04-26
692 | 736 | Mather Hospital |  | Mather Hospital |  | January 2016 | Energy Storage | 0 | 0 | 0 | 0 | 0 | 0 | 0 | 0 | 0 | 0 | 0 | 0 | Trane-CALMAC | 1 |  |  |  | Demand Charge Reduction |  | FALSE
694 | 737 | Brooklyn Army Terminal |  | Brooklyn Army Terminal Demo |  | April 2014 | Energy Storage | 0 | 0 | 100 | 720 | 0 | 0 | 0 | 0 | 0 | 0 | 0 | 0 | Princeton Power Systems | 1 |  |  |  | Demand Response Programs; Resiliency |  | FALSE
695 | 738 | Cornell University Weinhold Chilled Water Plant |  |  |  | January 1991 | Energy Storage | 0 | 0 | 0 | 0 | 0 | 5000 | 30000 | 1228680 | 0 | 0 | 0 | 0 |  | 1 |  |  |  | Demand Charge Reduction |  | FALSE
696 | 739 | East Hampton Energy Storage Center |  | East Hampton Energy Storage Center |  | August 2018 | Energy Storage | 0 | 0 | 5000 | 40000 | 0 | 0 | 0 | 0 | 0 | 0 | 0 | 0 | NextEra Energy | 1 |  |  |  | Resiliency; Utility Peak Reduction |  | FALSE
697 | 740 | SUNY Polytechnic 1 of 5 - 5813B Route 30 | SUNY Polytechnic 1 of 5 - 5813B Route 30 | SUNY Polytechnic 1 of 5 - 5813B Route 30 - 98158A | SUNY Polytechnic 1 of 5 - 5813B Route 30 - 98158A |  | Solar PV | 2789.64 | 0 | 0 | 0 | 0 | 0 | 0 | 0 | 0 | 0 | 0 | 0 | Minaville South Solar 1, LLC | 1 | 2018-06-28
698 | 741 | SUNY Polytechnic 2 of 5 - 5813C Route 30 | SUNY Polytechnic 2 of 5 - 5813C Route 30 | SUNY Polytechnic 2 of 5 - 5813C Route 30 - 98160A | SUNY Polytechnic 2 of 5 - 5813C Route 30 - 98160A |  | Solar PV | 2789.64 | 0 | 0 | 0 | 0 | 0 | 0 | 0 | 0 | 0 | 0 | 0 | Minaville West Solar 1, LLC | 1 | 2018-06-28
699 | 742 | SUNY Polytechnic 3 of 5 - 5813A Route 30 | SUNY Polytechnic 3 of 5 - 5813A Route 30 | SUNY Polytechnic 3 of 5 - 5813A Route 30 - 98161A | SUNY Polytechnic 3 of 5 - 5813A Route 30 - 98161A |  | Solar PV | 2789.64 | 0 | 0 | 0 | 0 | 0 | 0 | 0 | 0 | 0 | 0 | 0 | Minaville South Solar 1, LLC | 1 | 2018-06-28
700 | 743 | SUNY RF, on behalf of SUNY Polytechnic - 218 Buckley Road | SUNY RF, on behalf of SUNY Polytechnic - 218 Buckley Road | SUNY RF, on behalf of SUNY Polytechnic 6 - 218 Buckley Road - 98163A | SUNY RF, on behalf of SUNY Polytechnic 6 - 218 Buckley Road - 98163A |  | Solar PV | 2828.8 | 0 | 0 | 0 | 0 | 0 | 0 | 0 | 0 | 0 | 0 | 0 | Buckley Road West Solar 1, LLC | 1 | 2018-07-10
701 | 743 | SUNY RF, on behalf of SUNY Polytechnic - 218 Buckley Road | SUNY RF, on behalf of SUNY Polytechnic - 218 Buckley Road | SUNY RF, on behalf of SUNY Polytechnic 7 - 218 Buckley Road - 98164A | SUNY RF, on behalf of SUNY Polytechnic 7 - 218 Buckley Road - 98164A |  | Solar PV | 2828.8 | 0 | 0 | 0 | 0 | 0 | 0 | 0 | 0 | 0 | 0 | 0 | Buckley Road West Solar 1, LLC | 1 | 2018-07-10
702 | 744 | SUNY RF, on behalf of SUNY Polytechnic 11 - Old Stage Road | SUNY RF, on behalf of SUNY Polytechnic 11 - Old Stage Road | SUNY RF, on behalf of SUNY Polytechnic 11 - Old Stage Road - 98168A | SUNY RF, on behalf of SUNY Polytechnic 11 - Old Stage Road - 98168A |  | Solar PV | 2828.8 | 0 | 0 | 0 | 0 | 0 | 0 | 0 | 0 | 0 | 0 | 0 | Old Stage Road Solar 1, LLC | 1 | 2018-08-31
703 | 745 | SUNY RF, on behalf of SUNY Polytechnic 12 - 0 Greenmount Cemetery | SUNY RF, on behalf of SUNY Polytechnic 12 - 0 Greenmount Cemetery | SUNY RF, on behalf of SUNY Polytechnic 12 - 0 Greenmount Cemetery - 98169A | SUNY RF, on behalf of SUNY Polytechnic 12 - 0 Greenmount Cemetery - 98169A |  | Solar PV | 2567.8 | 0 | 0 | 0 | 0 | 0 | 0 | 0 | 0 | 0 | 0 | 0 | Greenmount Lane Solar 1, LLC | 1 | 2018-09-06
704 | 746 | Greene County - 84 Volunteer Drive | Greene County - 84 Volunteer Drive | Greene County - 84 Volunteer Drive - 85034 | Greene County - 84 Volunteer Drive - 85034 |  | Solar PV | 2271.64 | 0 | 0 | 0 | 0 | 0 | 0 | 0 | 0 | 0 | 0 | 0 | Tesla Energy Operations, Inc. | 1 | 2018-09-13
705 | 747 | Town of Wawayanda - 80 Ridgebury Hill Road | Town of Wawayanda - 80 Ridgebury Hill Road | Town of Wawayanda - 80 Ridgebury Hill Road - 93602 | Town of Wawayanda - 80 Ridgebury Hill Road - 93602 |  | Solar PV | 442.68 | 0 | 0 | 0 | 0 | 0 | 0 | 0 | 0 | 0 | 0 | 0 | Tesla Energy Operations, Inc. | 1 | 2018-09-25
706 | 748 | The Research Found - 519 Route 151 (South A) | The Research Found - 519 Route 151 (South A) | The Research Found - 519 Route 151 (South A) - 49806 | The Research Found - 519 Route 151 (South A) - 49806 |  | Solar PV | 2432 | 0 | 0 | 0 | 0 | 0 | 0 | 0 | 0 | 0 | 0 | 0 | Oppenheim Solar South, LLC | 1 | 2018-07-03
707 | 749 | Home Depot #1262 | Home Depot #1262 | Home Depot #1262 | Home Depot #1262 |  | Fuel Cell | 210 | 0 | 0 | 0 | 0 | 0 | 0 | 0 | 0 | 0 | 0 | 0 | Bloom Energy | 1 | 2018-10-01
708 | 750 | Northern Adirondack CSD - 5572 Route 11 | Northern Adirondack CSD - 5572 Route 11 | Northern Adirondack CSD - 5572 Route 11 - 98353A | Northern Adirondack CSD - 5572 Route 11 - 98353A |  | Solar PV | 1656 | 0 | 0 | 0 | 0 | 0 | 0 | 0 | 0 | 0 | 0 | 0 | Cypress Creek Renewables | 1 | 2018-10-06
709 | 751 | City of Utica Solar Project 1 - 583B Five Mile Line Road | City of Utica Solar Project 1 - 583B Five Mile Line Road | City of Utica Solar Project 1 - 583B Five Mile Line Road - 107456 | City of Utica Solar Project 1 - 583B Five Mile Line Road - 107456 |  | Solar PV | 2789.64 | 0 | 0 | 0 | 0 | 0 | 0 | 0 | 0 | 0 | 0 | 0 | Borrego Solar (formerly SEC Newco, LLC) | 1 | 2018-10-03
710 | 752 | Daroga - 2042 Pitkin Ave | Daroga - 2042 Pitkin Ave | Daroga - 2042 Pitkin Ave - 95307 | Daroga - 2042 Pitkin Ave - 95307 |  | Solar PV | 749 | 0 | 0 | 0 | 0 | 0 | 0 | 0 | 0 | 0 | 0 | 0 | EnterSolar, LLC | 1 | 2018-10-30
711 | 753 | Home Depot 1245 - 55 Weyman Avenue | Home Depot 1245 - 55 Weyman Avenue | Home Depot 1245 - 55 Weyman Avenue - 96985 | Home Depot 1245 - 55 Weyman Avenue - 96985 |  | Solar PV | 230.4 | 0 | 0 | 0 | 0 | 0 | 0 | 0 | 0 | 0 | 0 | 0 | Tesla Energy Operations, Inc. | 1 | 2018-10-23
712 | 754 | 519 Route 151 - 519 County Route 151 (North B) | 519 Route 151 - 519 County Route 151 | 519 Route 151 - 519 County Route 151 (North B) - 22979 | 519 Route 151 - 519 County Route 151 (North B) - 22979 |  | Solar PV | 1942.56 | 0 | 0 | 0 | 0 | 0 | 0 | 0 | 0 | 0 | 0 | 0 | Borrego Solar (formerly SEC Newco, LLC) | 1 | 2018-08-11
713 | 755 | Broadalbin-Perth CSD - 1870 County Hwy 107 | Broadalbin-Perth CSD - 1870 County Hwy 107 | Broadalbin-Perth CSD - 1870 County Hwy 107 - 92874 | Broadalbin-Perth CSD - 1870 County Hwy 107 - 92874 |  | Solar PV | 1930.5 | 0 | 0 | 0 | 0 | 0 | 0 | 0 | 0 | 0 | 0 | 0 | Solar Liberty | 1 | 2018-08-31
714 | 756 | Town of Guilderland - 6151 State Hwy 30 | Town of Guilderland - 6151 State Hwy 30 | Town of Guilderland - 6151 State Hwy 30 - 90519 | Town of Guilderland - 6151 State Hwy 30 - 90519 |  | Solar PV | 2815.8 | 0 | 0 | 0 | 0 | 0 | 0 | 0 | 0 | 0 | 0 | 0 | ForeFront Power | 1 | 2018-11-07
715 | 757 | SUNY Poly Selkirk 1 - 59 Speeder Road | SUNY Poly Selkirk 1 - 59 Speeder Road | SUNY Poly Selkirk 1 - 59 Speeder Road - 51009 | SUNY Poly Selkirk 1 - 59 Speeder Road - 51009 |  | Solar PV | 2600 | 0 | 0 | 0 | 0 | 0 | 0 | 0 | 0 | 0 | 0 | 0 | NY Sun Zone E2, LLC | 1 | 2018-10-05
716 | 758 | SUNY Poly Selkirk 2 - 61 Speeder Road | SUNY Poly Selkirk 2 - 61 Speeder Road | SUNY Poly Selkirk 2 - 61 Speeder Road - 51014 | SUNY Poly Selkirk 2 - 61 Speeder Road - 51014 |  | Solar PV | 2610 | 0 | 0 | 0 | 0 | 0 | 0 | 0 | 0 | 0 | 0 | 0 | NY Sun Zone E2, LLC | 1 | 2018-10-18
717 | 759 | SUNY Poly Selkirk 3 - 63 Speeder Road | SUNY Poly Selkirk 3 - 63 Speeder Road | SUNY Poly Selkirk 3 - 63 Speeder Road - 51015 | SUNY Poly Selkirk 3 - 63 Speeder Road - 51015 |  | Solar PV | 2600 | 0 | 0 | 0 | 0 | 0 | 0 | 0 | 0 | 0 | 0 | 0 | NY Sun Zone E2, LLC | 1 | 2018-08-31
718 | 760 | SUNY Poly Selkirk 4 - 65 Speeder Road | SUNY Poly Selkirk 4 - 65 Speeder Road | SUNY Poly Selkirk 4 - 65 Speeder Road - 51016 | SUNY Poly Selkirk 4 - 65 Speeder Road - 51016 |  | Solar PV | 2600 | 0 | 0 | 0 | 0 | 0 | 0 | 0 | 0 | 0 | 0 | 0 | NY Sun Zone E2, LLC | 1 | 2018-10-18
719 | 761 | Pepsi Cola Bottling LLC - 9801 Avenue D | Pepsi Cola Bottling LLC - 9801 Avenue D | Pepsi Cola Bottling LLC - 9801 Avenue D - 102668 | Pepsi Cola Bottling LLC - 9801 Avenue D - 102668 |  | Solar PV | 1068.12 | 0 | 0 | 0 | 0 | 0 | 0 | 0 | 0 | 0 | 0 | 0 | OnForce Solar, Inc. | 1 | 2018-10-11
720 | 762 | Stop and Shop #581 - 2754 Hylan Blvd. | Stop and Shop #581 - 2754 Hylan Blvd. | Stop and Shop #581 - 2754 Hylan Blvd. - 23508 | Stop and Shop #581 - 2754 Hylan Blvd. - 23508 |  | Solar PV | 197.945 | 0 | 0 | 0 | 0 | 0 | 0 | 0 | 0 | 0 | 0 | 0 | Real Goods Solar | 1 | 2018-02-22
721 | 763 | Minisink Solar - 1718 County Route 1 | Minisink Solar - 1718 County Route 1 | Minisink Solar 1 - 1718A County Route 1 - 99714 | Minisink Solar 1 - 1718A County Route 1 - 99714 |  | Solar PV | 2494.8 | 0 | 0 | 0 | 0 | 0 | 0 | 0 | 0 | 0 | 0 | 0 | Borrego Solar (formerly SEC Newco, LLC) | 1 | 2018-12-04
722 | 763 | Minisink Solar - 1718 County Route 1 | Minisink Solar - 1718 County Route 1 | Minisink Solar 2 - 1718C County Route 1 - 99715 | Minisink Solar 2 - 1718C County Route 1 - 99715 |  | Solar PV | 2795.31 | 0 | 0 | 0 | 0 | 0 | 0 | 0 | 0 | 0 | 0 | 0 | Borrego Solar (formerly SEC Newco, LLC) | 1 | 2018-12-04
723 | 764 | Home Depot Schenectady #1239 | Home Depot Schenectady #1239 | Home Depot Schenectady #1239 | Home Depot Schenectady #1239 |  | Fuel Cell | 210 | 0 | 0 | 0 | 0 | 0 | 0 | 0 | 0 | 0 | 0 | 0 | Bloom Energy | 1 | 2018-10-01
724 | 765 | Home Depot Albany #1241 | Home Depot Albany #1241 | Home Depot Albany #1241 | Home Depot Albany #1241 |  | Fuel Cell | 210 | 0 | 0 | 0 | 0 | 0 | 0 | 0 | 0 | 0 | 0 | 0 | Bloom Energy | 1 | 2018-11-01
725 | 766 | Home Depot Hawthorne #8456 | Home Depot Hawthorne #8456 | Home Depot Hawthorne #8456 | Home Depot Hawthorne #8456 |  | Fuel Cell | 210 | 0 | 0 | 0 | 0 | 0 | 0 | 0 | 0 | 0 | 0 | 0 | Bloom Energy | 1 | 2018-10-01
726 | 775 | Rochester Institute of Technology (RIT) | RIT | RIT - 91177 | RIT/KENYON - 1 Lomb Memorial Drive - 91177 |  | Solar PV | 2340 | 0 | 0 | 0 | 0 | 0 | 0 | 0 | 0 | 0 | 0 | 0 | GreenSpark Solar | 1 | 2018-12-12
727 | 767 | Catlin Solar LLC - 68 Callahan Road | Catlin Solar LLC - 68 Callahan Road | Catlin Solar LLC - 68 Callahan Road - 92204 | Catlin Solar LLC - 68 Callahan Road - 92204 |  | Solar PV | 1250.89 | 0 | 0 | 0 | 0 | 0 | 0 | 0 | 0 | 0 | 0 | 0 | Renovus Solar | 1 | 2018-12-09
728 | 768 | Sustainable Energy Developments - 753 Manitou Road | Sustainable Energy Developments - 753 Manitou Road | Sustainable Energy Developments - 753 Manitou Road - 80312 | Sustainable Energy Developments - 753 Manitou Road - 80312 |  | Solar PV | 2695.68 | 0 | 0 | 0 | 0 | 0 | 0 | 0 | 0 | 0 | 0 | 0 | GreenSpark Solar | 1 | 2018-12-13
729 | 769 | RRH Parma Solar 1, LLC | a | RRH Parma Solar 1, LLC (East) - 88304 | RRH Parma Solar 1, LLC (East) - 88304 |  | Solar PV | 2743.65 | 0 | 0 | 0 | 0 | 0 | 0 | 0 | 0 | 0 | 0 | 0 | GreenSpark Solar (Formerly SunCommon) | 1 | 2018-12-18
730 | 770 | RRH Parma Solar 1, LLC | b | RRH Parma Solar 1, LLC (West) - 79817 | RRH Parma Solar 1, LLC (West) - 79817 |  | Solar PV | 2743.65 | 0 | 0 | 0 | 0 | 0 | 0 | 0 | 0 | 0 | 0 | 0 | GreenSpark Solar (Formerly SunCommon) | 1 | 2018-12-18
731 | 772 | Norstar Solar, LLC | Norstar Solar, LLC | Norstar Solar, LLC - 68186 | Norstar Solar, LLC - 68186 |  | Solar PV | 2724.48 | 0 | 0 | 0 | 0 | 0 | 0 | 0 | 0 | 0 | 0 | 0 | Dynamic Energy Solutions, LLC | 1 | 2018-12-20
732 | 773 | Miller Road Solar Project LLC | Miller Road Solar Project LLC | Miller Road Solar Project LLC - 78707 | Miller Road Solar Project LLC - 78707 |  | Solar PV | 2726.3 | 0 | 0 | 0 | 0 | 0 | 0 | 0 | 0 | 0 | 0 | 0 | Dynamic Energy Solutions, LLC | 1 | 2018-12-20
733 | 774 | Western Turnpike Solar Project LLC | Western Turnpike Solar Project LLC | Western Turnpike Solar Project LLC - 78739 | Western Turnpike Solar Project LLC - 78739 |  | Solar PV | 2762.3 | 0 | 0 | 0 | 0 | 0 | 0 | 0 | 0 | 0 | 0 | 0 | Dynamic Energy Solutions, LLC | 1 | 2018-12-20
734 | 776 | Home Depot Saratoga Springs #1223 | Home Depot Saratoga Springs #1223 | Home Depot Saratoga Springs #1223 |  |  | Fuel Cell | 210 | 0 | 0 | 0 | 0 | 0 | 0 | 0 | 0 | 0 | 0 | 0 | Bloom Energy | 1 | 2018-11-21
735 | 777 | Queens Center Mall | Queens Center Mall | Queens Center Mall 1 |  |  | Fuel Cell | 200 | 0 | 0 | 0 | 0 | 0 | 0 | 0 | 0 | 0 | 0 | 0 | Bloom Energy | 1 | 2018-03-21
736 | 777 | Queens Center Mall | Queens Center Mall | Queens Center Mall 2 |  |  | Fuel Cell | 200 | 0 | 0 | 0 | 0 | 0 | 0 | 0 | 0 | 0 | 0 | 0 | Bloom Energy | 1 | 2018-03-22
737 | 777 | Queens Center Mall | Queens Center Mall | Queens Center Mall 3 |  |  | Fuel Cell | 200 | 0 | 0 | 0 | 0 | 0 | 0 | 0 | 0 | 0 | 0 | 0 | Bloom Energy | 1 | 2018-03-01
738 | 777 | Queens Center Mall | Queens Center Mall | Queens Center Mall 4 |  |  | Fuel Cell | 200 | 0 | 0 | 0 | 0 | 0 | 0 | 0 | 0 | 0 | 0 | 0 | Bloom Energy | 1 | 2018-03-22
739 | 777 | Queens Center Mall | Queens Center Mall | Queens Center Mall 5 |  |  | Fuel Cell | 200 | 0 | 0 | 0 | 0 | 0 | 0 | 0 | 0 | 0 | 0 | 0 | Bloom Energy | 1 | 2018-04-04
740 | 777 | Queens Center Mall | Queens Center Mall | Queens Center Mall 6 |  |  | Fuel Cell | 200 | 0 | 0 | 0 | 0 | 0 | 0 | 0 | 0 | 0 | 0 | 0 | Bloom Energy | 1 | 2018-03-21
741 | 778 | The Michelangelo Hotel New York |  | 761-779 7TH Ave Condominium - Michaelangelo Hotel | 761-779 7TH Ave Condominium - Michaelangelo Hotel |  | CHP | 265 | 1265.5 | 0 | 0 | 0 | 0 | 0 | 0 | 0 | 0 | 0 | 0 | ENER-G Rudox | 1 | 2018-12-22 | [5 empty] | TRUE
742 | 779 | Hollygrove Solar, LLC |  | Hollygrove Solar, LLC - 78498 | Hollygrove Solar, LLC - 78498 |  | Solar PV | 2999.745 | 0 | 0 | 0 | 0 | 0 | 0 | 0 | 0 | 0 | 0 | 0 | ForeFront Power | 1 | 2018-12-20
743 | 780 | Home Depot Clay #6153 |  | Home Depot Clay #6153 | Home Depot Clay #6153 |  | Fuel Cell | 210 | 0 | 0 | 0 | 0 | 0 | 0 | 0 | 0 | 0 | 0 | 0 | Bloom Energy | 1 | 2018-09-01
744 | 781 | Howland Solar, LLC |  | Howland Solar, LLC - 80600 | Howland Solar, LLC - 80600 |  | Solar PV | 3012.24 | 0 | 0 | 0 | 0 | 0 | 0 | 0 | 0 | 0 | 0 | 0 | ForeFront Power | 1 | 2019-01-14
745 | 782 | Pearl Solar, LLC |  | Pearl Solar, LLC - 81413 | Pearl Solar, LLC - 81413 |  | Solar PV | 2999.745 | 0 | 0 | 0 | 0 | 0 | 0 | 0 | 0 | 0 | 0 | 0 | ForeFront Power | 1 | 2019-01-14 |  | Muckdog Solar, LLC
746 | 783 | Pearl Solar II, LLC |  | Pearl Solar II, LLC - 81414 | Pearl Solar II, LLC - 81414 |  | Solar PV | 2999.745 | 0 | 0 | 0 | 0 | 0 | 0 | 0 | 0 | 0 | 0 | 0 | ForeFront Power | 1 | 2019-01-14 |  | Muckdog II Solar, LLC
747 | 784 | 141 Verbeck Ave |  | 141 Verbeck Ave - 90995 | ForeFront Power, LLC - 90995 |  | Solar PV | 3208.95 | 0 | 0 | 0 | 0 | 0 | 0 | 0 | 0 | 0 | 0 | 0 | ForeFront Power | 1 | 2019-01-14 |  | ForeFront Power, LLC - 90995
748 | 785 | 20598 Old Rome Road |  | 20598 Old Rome Road - 90998 | ForeFront Power, LLC - 90998 |  | Solar PV | 3029.4 | 0 | 0 | 0 | 0 | 0 | 0 | 0 | 0 | 0 | 0 | 0 | ForeFront Power | 1 | 2019-01-17 |  | ForeFront Power, LLC - 90998
749 | 786 | 132 Pattersonville Rynex Corners Rd |  | 132 Pattersonville Rynex Corners Rd - 91062 | 132 Pattersonville Rynex Corners Rd - 91062 |  | Solar PV | 3024.27 | 0 | 0 | 0 | 0 | 0 | 0 | 0 | 0 | 0 | 0 | 0 | ForeFront Power | 1 | 2019-01-14 |  | ForeFront Power, LLC - 91062
750 | 787 | Home Depot Greenbush #1263 |  | Home Depot Greenbush #1263 | Home Depot Greenbush #1263 |  | Fuel Cell | 210 | 0 | 0 | 0 | 0 | 0 | 0 | 0 | 0 | 0 | 0 | 0 | Bloom Energy | 1 | 2018-12-11
751 | 788 | Home Depot Amsterdam #1289 |  | Home Depot Amsterdam #1289 | Home Depot Amsterdam #1289 |  | Fuel Cell | 210 | 0 | 0 | 0 | 0 | 0 | 0 | 0 | 0 | 0 | 0 | 0 | Bloom Energy | 1 | 2018-09-06
752 | 789 | Home Depot Camillus #1257 |  | Home Depot Camillus #1257 | Home Depot Camillus #1257 |  | Fuel Cell | 210 | 0 | 0 | 0 | 0 | 0 | 0 | 0 | 0 | 0 | 0 | 0 | Bloom Energy | 1 | 2018-09-06
753 | 790 | Home Depot Clifton Park #1269 |  | Home Depot Clifton Park #1269 | Home Depot Clifton Park #1269 |  | Fuel Cell | 210 | 0 | 0 | 0 | 0 | 0 | 0 | 0 | 0 | 0 | 0 | 0 | Bloom Energy | 1 | 2018-09-01
754 | 791 | West State Johnstown |  | West State Johnstown North B - 78745 | West State Johnstown North B - 78745 |  | Solar PV | 2793.6 | 0 | 0 | 0 | 0 | 0 | 0 | 0 | 0 | 0 | 0 | 0 | Borrego Solar (formerly SEC Newco, LLC) | 1 | 2018-12-20
755 | 792 | West State Johnstown |  | West State Johnstown South A - 78748 | West State Johnstown South A - 78748 |  | Solar PV | 1980 | 0 | 0 | 0 | 0 | 0 | 0 | 0 | 0 | 0 | 0 | 0 | Borrego Solar (formerly SEC Newco, LLC) | 1 | 2019-01-12
758 | 795 | Home A in zip code 10567 |  |  |  | November 2017 | Energy Storage | 0 | 0 | 10 | 0 | 0 | 0 | 0 | 0 | 0 | 0 | 0 | 0 | Tesla Energy Operations, Inc. (formerly SolarCity Corporation) | 1 | [5 empty] | FALSE
759 | 796 | Home A in zip code 10583 |  |  |  | February 2018 | Energy Storage | 0 | 0 | 10 | 0 | 0 | 0 | 0 | 0 | 0 | 0 | 0 | 0 | Tesla Energy Operations, Inc. (formerly SolarCity Corporation) | 1 | [5 empty] | FALSE
760 | 797 | Home A in zip code 10708 |  |  |  | November 2017 | Energy Storage | 0 | 0 | 15 | 0 | 0 | 0 | 0 | 0 | 0 | 0 | 0 | 0 | Tesla Energy Operations, Inc. (formerly SolarCity Corporation) | 1 | [5 empty] | FALSE
761 | 798 | Home B in zip code 11576 |  |  |  | February 2018 | Energy Storage | 0 | 0 | 5 | 0 | 0 | 0 | 0 | 0 | 0 | 0 | 0 | 0 | Tesla Energy Operations, Inc. (formerly SolarCity Corporation) | 1 | [5 empty] | FALSE
762 | 799 | Home A in zip code 10924 |  |  |  | October 2017 | Energy Storage | 0 | 0 | 5 | 0 | 0 | 0 | 0 | 0 | 0 | 0 | 0 | 0 | Tesla Energy Operations, Inc. (formerly SolarCity Corporation) | 1 | [5 empty] | FALSE
763 | 800 | Home A in zip code 10990 |  |  |  | June 2017 | Energy Storage | 0 | 0 | 5 | 0 | 0 | 0 | 0 | 0 | 0 | 0 | 0 | 0 | Tesla Energy Operations, Inc. (formerly SolarCity Corporation) | 1 | [5 empty] | FALSE
764 | 801 | Home A in zip code 10913 |  |  |  | November 2017 | Energy Storage | 0 | 0 | 5 | 0 | 0 | 0 | 0 | 0 | 0 | 0 | 0 | 0 | Tesla Energy Operations, Inc. (formerly SolarCity Corporation) | 1 | [5 empty] | FALSE
765 | 802 | Home B in zip code 10562 |  |  |  | December 2017 | Energy Storage | 0 | 0 | 10 | 0 | 0 | 0 | 0 | 0 | 0 | 0 | 0 | 0 | Tesla Energy Operations, Inc. (formerly SolarCity Corporation) | 1 | [5 empty] | FALSE
766 | 803 | Home A in zip code 10562 |  |  |  | December 2017 | Energy Storage | 0 | 0 | 20 | 0 | 0 | 0 | 0 | 0 | 0 | 0 | 0 | 0 | Tesla Energy Operations, Inc. (formerly SolarCity Corporation) | 1 | [5 empty] | FALSE
767 | 804 | Home A in zip code 10956 |  |  |  | January 2018 | Energy Storage | 0 | 0 | 5 | 0 | 0 | 0 | 0 | 0 | 0 | 0 | 0 | 0 | Tesla Energy Operations, Inc. (formerly SolarCity Corporation) | 1 | [5 empty] | FALSE
768 | 805 | Home A in zip code 12553 |  |  |  | January 2018 | Energy Storage | 0 | 0 | 5 | 13.5 | 0 | 0 | 0 | 0 | 0 | 0 | 0 | 0 | Tesla Energy Operations, Inc. (formerly SolarCity Corporation) | 1 |  |  |  | Coupled with Distr. Gen. |  | FALSE
769 | 806 | Home A in zip code 12590 |  |  |  | January 2018 | Energy Storage | 0 | 0 | 5 | 13.5 | 0 | 0 | 0 | 0 | 0 | 0 | 0 | 0 | Tesla Energy Operations, Inc. (formerly SolarCity Corporation) | 1 |  |  |  | Coupled with Distr. Gen. |  | FALSE
770 | 807 | Home A in zip code 12721 |  |  |  | December 2017 | Energy Storage | 0 | 0 | 5 | 0 | 0 | 0 | 0 | 0 | 0 | 0 | 0 | 0 | Tesla Energy Operations, Inc. (formerly SolarCity Corporation) | 1 | [5 empty] | FALSE
771 | 808 | Home A in zip code 10974 |  |  |  | December 2017 | Energy Storage | 0 | 0 | 10 | 0 | 0 | 0 | 0 | 0 | 0 | 0 | 0 | 0 | Tesla Energy Operations, Inc. (formerly SolarCity Corporation) | 1 | [5 empty] | FALSE
772 | 809 | Home A in zip code 10940 |  |  |  | January 2018 | Energy Storage | 0 | 0 | 5 | 0 | 0 | 0 | 0 | 0 | 0 | 0 | 0 | 0 | Tesla Energy Operations, Inc. (formerly SolarCity Corporation) | 1 | [5 empty] | FALSE
773 | 810 | Home A in zip code 12401 |  |  |  | January 2018 | Energy Storage | 0 | 0 | 5 | 13.5 | 0 | 0 | 0 | 0 | 0 | 0 | 0 | 0 | Tesla Energy Operations, Inc. (formerly SolarCity Corporation) | 1 |  |  |  | Coupled with Distr. Gen. |  | FALSE
774 | 811 | Home A in zip code 12486 |  |  |  | February 2018 | Energy Storage | 0 | 0 | 5 | 13.5 | 0 | 0 | 0 | 0 | 0 | 0 | 0 | 0 | Tesla Energy Operations, Inc. (formerly SolarCity Corporation) | 1 |  |  |  | Coupled with Distr. Gen. |  | FALSE
775 | 812 | Home A in zip code 12533 |  |  |  | February 2018 | Energy Storage | 0 | 0 | 5 | 13.5 | 0 | 0 | 0 | 0 | 0 | 0 | 0 | 0 | Tesla Energy Operations, Inc. (formerly SolarCity Corporation) | 1 |  |  |  | Coupled with Distr. Gen. |  | FALSE
776 | 813 | Home B in zip code 12533 |  |  |  | February 2018 | Energy Storage | 0 | 0 | 5 | 13.5 | 0 | 0 | 0 | 0 | 0 | 0 | 0 | 0 | Tesla Energy Operations, Inc. (formerly SolarCity Corporation) | 1 |  |  |  | Coupled with Distr. Gen. |  | FALSE
777 | 814 | Home A in zip code 12414 |  |  |  | March 2018 | Energy Storage | 0 | 0 | 5 | 13.5 | 0 | 0 | 0 | 0 | 0 | 0 | 0 | 0 | Tesla Energy Operations, Inc. (formerly SolarCity Corporation) | 1 |  |  |  | Coupled with Distr. Gen. |  | FALSE
778 | 815 | Home B in zip code 12401 |  |  |  | September 2018 | Energy Storage | 0 | 0 | 5 | 13.5 | 0 | 0 | 0 | 0 | 0 | 0 | 0 | 0 | Tesla Energy Operations, Inc. (formerly SolarCity Corporation) | 1 |  |  |  | Coupled with Distr. Gen. |  | FALSE
779 | 816 | Home A in zip code 12583 |  |  |  | August 2018 | Energy Storage | 0 | 0 | 5 | 13.5 | 0 | 0 | 0 | 0 | 0 | 0 | 0 | 0 | Tesla Energy Operations, Inc. (formerly SolarCity Corporation) | 1 |  |  |  | Coupled with Distr. Gen. |  | FALSE
780 | 817 | Home B in zip code 12538 |  |  |  | March 2018 | Energy Storage | 0 | 0 | 5 | 13.5 | 0 | 0 | 0 | 0 | 0 | 0 | 0 | 0 | Tesla Energy Operations, Inc. (formerly SolarCity Corporation) | 1 |  |  |  | Coupled with Distr. Gen. |  | FALSE
781 | 818 | Home A in zip code 12431 |  |  |  | July 2018 | Energy Storage | 0 | 0 | 5 | 13.5 | 0 | 0 | 0 | 0 | 0 | 0 | 0 | 0 | Tesla Energy Operations, Inc. (formerly SolarCity Corporation) | 1 |  |  |  | Coupled with Distr. Gen. |  | FALSE
782 | 819 | Home A in zip code 12601 |  |  |  | March 2018 | Energy Storage | 0 | 0 | 5 | 13.5 | 0 | 0 | 0 | 0 | 0 | 0 | 0 | 0 | Tesla Energy Operations, Inc. (formerly SolarCity Corporation) | 1 |  |  |  | Coupled with Distr. Gen. |  | FALSE
783 | 820 | Home C in zip code 12533 |  |  |  | July 2018 | Energy Storage | 0 | 0 | 5 | 13.5 | 0 | 0 | 0 | 0 | 0 | 0 | 0 | 0 | Tesla Energy Operations, Inc. (formerly SolarCity Corporation) | 1 |  |  |  | Coupled with Distr. Gen. |  | FALSE
784 | 821 | Home C in zip code 12553 |  |  |  | April 2018 | Energy Storage | 0 | 0 | 5 | 13.5 | 0 | 0 | 0 | 0 | 0 | 0 | 0 | 0 | Tesla Energy Operations, Inc. (formerly SolarCity Corporation) | 1 |  |  |  | Coupled with Distr. Gen. |  | FALSE
785 | 822 | Home A in zip code 10705 |  |  |  | April 2018 | Energy Storage | 0 | 0 | 5 | 0 | 0 | 0 | 0 | 0 | 0 | 0 | 0 | 0 | Tesla Energy Operations, Inc. (formerly SolarCity Corporation) | 1 | [5 empty] | FALSE
786 | 823 | Home A in zip code 10566 |  |  |  | April 2018 | Energy Storage | 0 | 0 | 6 | 0 | 0 | 0 | 0 | 0 | 0 | 0 | 0 | 0 | Tesla Energy Operations, Inc. (formerly SolarCity Corporation) | 1 | [5 empty] | FALSE
787 | 824 | Home A in zip code 10552 |  |  |  | November 2017 | Energy Storage | 0 | 0 | 15 | 0 | 0 | 0 | 0 | 0 | 0 | 0 | 0 | 0 | Tesla Energy Operations, Inc. (formerly SolarCity Corporation) | 1 | [5 empty] | FALSE
789 | 826 | Home A in zip code 10980 |  |  |  | March 2018 | Energy Storage | 0 | 0 | 7.6 | 0 | 0 | 0 | 0 | 0 | 0 | 0 | 0 | 0 | Tesla Energy Operations, Inc. (formerly SolarCity Corporation) | 1 | [5 empty] | FALSE
790 | 827 | Home A in zip code 10930 |  |  |  | March 2018 | Energy Storage | 0 | 0 | 5 | 0 | 0 | 0 | 0 | 0 | 0 | 0 | 0 | 0 | Tesla Energy Operations, Inc. (formerly SolarCity Corporation) | 1 | [5 empty] | FALSE
791 | 828 | Home B in zip code 10950 |  |  |  | April 2018 | Energy Storage | 0 | 0 | 5 | 0 | 0 | 0 | 0 | 0 | 0 | 0 | 0 | 0 | Tesla Energy Operations, Inc. (formerly SolarCity Corporation) | 1 | [5 empty] | FALSE
792 | 829 | Home A in zip code 10998 |  |  |  | April 2018 | Energy Storage | 0 | 0 | 5 | 0 | 0 | 0 | 0 | 0 | 0 | 0 | 0 | 0 | Tesla Energy Operations, Inc. (formerly SolarCity Corporation) | 1 | [5 empty] | FALSE
793 | 830 | Home B in zip code 10974 |  |  |  | April 2018 | Energy Storage | 0 | 0 | 5 | 0 | 0 | 0 | 0 | 0 | 0 | 0 | 0 | 0 | Tesla Energy Operations, Inc. (formerly SolarCity Corporation) | 1 | [5 empty] | FALSE
794 | 831 | Home A in zip code 10952 |  |  |  | May 2018 | Energy Storage | 0 | 0 | 15 | 0 | 0 | 0 | 0 | 0 | 0 | 0 | 0 | 0 | Tesla Energy Operations, Inc. (formerly SolarCity Corporation) | 1 | [5 empty] | FALSE
795 | 832 | Home A in zip code 10918 |  |  |  | April 2018 | Energy Storage | 0 | 0 | 10 | 0 | 0 | 0 | 0 | 0 | 0 | 0 | 0 | 0 | Tesla Energy Operations, Inc. (formerly SolarCity Corporation) | 1 | [5 empty] | FALSE
796 | 833 | Home A in zip code 10950 |  |  |  | March 2018 | Energy Storage | 0 | 0 | 10 | 0 | 0 | 0 | 0 | 0 | 0 | 0 | 0 | 0 | Tesla Energy Operations, Inc. (formerly SolarCity Corporation) | 1 | [5 empty] | FALSE
797 | 834 | Home C in zip code 10940 |  |  |  | June 2018 | Energy Storage | 0 | 0 | 5 | 0 | 0 | 0 | 0 | 0 | 0 | 0 | 0 | 0 | Tesla Energy Operations, Inc. (formerly SolarCity Corporation) | 1 | [5 empty] | FALSE
798 | 835 | Home B in zip code 10940 |  |  |  | March 2018 | Energy Storage | 0 | 0 | 5 | 0 | 0 | 0 | 0 | 0 | 0 | 0 | 0 | 0 | Tesla Energy Operations, Inc. (formerly SolarCity Corporation) | 1 | [5 empty] | FALSE
800 | 837 | Home A in zip code 11967 |  |  |  | June 2018 | Energy Storage | 0 | 0 | 5.52 | 0 | 0 | 0 | 0 | 0 | 0 | 0 | 0 | 0 | Tesla Energy Operations, Inc. (formerly SolarCity Corporation) | 1 |  |  |  | Coupled with Distr. Gen. |  | FALSE
802 | 839 | Home A in zip code 11709 |  |  |  | July 2018 | Energy Storage | 0 | 0 | 10 | 0 | 0 | 0 | 0 | 0 | 0 | 0 | 0 | 0 | Tesla Energy Operations, Inc. (formerly SolarCity Corporation) | 1 |  |  |  | Coupled with Distr. Gen. |  | FALSE
803 | 840 | Home A in zip code 11782 |  |  |  | May 2018 | Energy Storage | 0 | 0 | 10 | 0 | 0 | 0 | 0 | 0 | 0 | 0 | 0 | 0 | Tesla Energy Operations, Inc. (formerly SolarCity Corporation) | 1 | [5 empty] | FALSE
804 | 841 | Home A in zip code 11726 |  |  |  | July 2018 | Energy Storage | 0 | 0 | 15 | 0 | 0 | 0 | 0 | 0 | 0 | 0 | 0 | 0 | Tesla Energy Operations, Inc. (formerly SolarCity Corporation) | 1 | [5 empty] | FALSE
806 | 843 | Home A in zip code 11952 |  |  |  | August 2018 | Energy Storage | 0 | 0 | 5 | 0 | 0 | 0 | 0 | 0 | 0 | 0 | 0 | 0 | Tesla Energy Operations, Inc. (formerly SolarCity Corporation) | 1 |  |  |  | Coupled with Distr. Gen. |  | FALSE
807 | 844 | Home A in zip code 12484 |  |  |  | March 2018 | Energy Storage | 0 | 0 | 5 | 13.5 | 0 | 0 | 0 | 0 | 0 | 0 | 0 | 0 | Tesla Energy Operations, Inc. (formerly SolarCity Corporation) | 1 |  |  |  | Coupled with Distr. Gen. |  | FALSE
808 | 845 | Home A in zip code 12477 |  |  |  | August 2018 | Energy Storage | 0 | 0 | 5 | 13.5 | 0 | 0 | 0 | 0 | 0 | 0 | 0 | 0 | Tesla Energy Operations, Inc. (formerly SolarCity Corporation) | 1 | [5 empty] | FALSE
809 | 846 | Home A in zip code 12440 |  |  |  | April 2018 | Energy Storage | 0 | 0 | 5 | 13.5 | 0 | 0 | 0 | 0 | 0 | 0 | 0 | 0 | Tesla Energy Operations, Inc. (formerly SolarCity Corporation) | 1 |  |  |  | Coupled with Distr. Gen. |  | FALSE
810 | 847 | Home A in zip code 10524 |  |  |  | August 2018 | Energy Storage | 0 | 0 | 5 | 14 | 0 | 0 | 0 | 0 | 0 | 0 | 0 | 0 | Tesla Energy Operations, Inc. (formerly SolarCity Corporation) | 1 |  |  |  | Coupled with Distr. Gen. |  | FALSE
811 | 848 | Home A in zip code 12827 |  |  |  | April 2018 | Energy Storage | 0 | 0 | 5 | 0 | 0 | 0 | 0 | 0 | 0 | 0 | 0 | 0 | Tesla Energy Operations, Inc. (formerly SolarCity Corporation) | 1 | [5 empty] | FALSE
813 | 850 | Home in 12737 |  |  |  | May 2018 | Energy Storage | 0 | 0 | 10 | 0 | 0 | 0 | 0 | 0 | 0 | 0 | 0 | 0 | Tesla Energy Operations, Inc. (formerly SolarCity Corporation) | 1 | [5 empty] | FALSE
814 | 851 | Home A in zip code 11930 |  |  |  | August 2018 | Energy Storage | 0 | 0 | 5 | 0 | 0 | 0 | 0 | 0 | 0 | 0 | 0 | 0 | Tesla Energy Operations, Inc. (formerly SolarCity Corporation) | 1 |  |  |  | Coupled with Distr. Gen. |  | FALSE
817 | 854 | Home A in zip code 11804 |  |  |  | August 2018 | Energy Storage | 0 | 0 | 7.54 | 0 | 0 | 0 | 0 | 0 | 0 | 0 | 0 | 0 | Tesla Energy Operations, Inc. (formerly SolarCity Corporation) | 1 |  |  |  | Coupled with Distr. Gen. |  | FALSE
818 | 855 | Home B in zip code 11791 |  |  |  | July 2018 | Energy Storage | 0 | 0 | 14.79 | 0 | 0 | 0 | 0 | 0 | 0 | 0 | 0 | 0 | Tesla Energy Operations, Inc. (formerly SolarCity Corporation) | 1 |  |  |  | Coupled with Distr. Gen. |  | FALSE
819 | 856 | Home A in zip code 11954 |  |  |  | September 2018 | Energy Storage | 0 | 0 | 10 | 0 | 0 | 0 | 0 | 0 | 0 | 0 | 0 | 0 | Tesla Energy Operations, Inc. (formerly SolarCity Corporation) | 1 | [5 empty] | FALSE
820 | 857 | Home A in zip code 12538 |  |  |  | March 2018 | Energy Storage | 0 | 0 | 5 | 13.5 | 0 | 0 | 0 | 0 | 0 | 0 | 0 | 0 | Tesla Energy Operations, Inc. (formerly SolarCity Corporation) | 1 | [5 empty] | FALSE
821 | 858 | Home A in zip code 12428 |  |  |  | June 2018 | Energy Storage | 0 | 0 | 5 | 13.5 | 0 | 0 | 0 | 0 | 0 | 0 | 0 | 0 | Tesla Energy Operations, Inc. (formerly SolarCity Corporation) | 1 | [5 empty] | FALSE
822 | 859 | Home A in zip code 12508 |  |  |  | May 2018 | Energy Storage | 0 | 0 | 5 | 13.5 | 0 | 0 | 0 | 0 | 0 | 0 | 0 | 0 | Tesla Energy Operations, Inc. (formerly SolarCity Corporation) | 1 | [5 empty] | FALSE
823 | 860 | Home B in zip code 12486 |  |  |  | June 2018 | Energy Storage | 0 | 0 | 5 | 13.5 | 0 | 0 | 0 | 0 | 0 | 0 | 0 | 0 | Tesla Energy Operations, Inc. (formerly SolarCity Corporation) | 1 | [5 empty] | FALSE
824 | 861 | Home A in zip code 12433 |  |  |  | September 2018 | Energy Storage | 0 | 0 | 5 | 13.5 | 0 | 0 | 0 | 0 | 0 | 0 | 0 | 0 | Tesla Energy Operations, Inc. (formerly SolarCity Corporation) | 1 | [5 empty] | FALSE
825 | 862 | Home B in zip code 10708 |  |  |  | May 2018 | Energy Storage | 0 | 0 | 10 | 0 | 0 | 0 | 0 | 0 | 0 | 0 | 0 | 0 | Tesla Energy Operations, Inc. (formerly SolarCity Corporation) | 1 | [5 empty] | FALSE
826 | 863 | Home A in zip code 12571 |  |  |  | May 2018 | Energy Storage | 0 | 0 | 10 | 0 | 0 | 0 | 0 | 0 | 0 | 0 | 0 | 0 | Tesla Energy Operations, Inc. (formerly SolarCity Corporation) | 1 | [5 empty] | FALSE
827 | 864 | Home A in zip code 13331 |  |  |  | August 2018 | Energy Storage | 0 | 0 | 10 | 0 | 0 | 0 | 0 | 0 | 0 | 0 | 0 | 0 | Tesla Energy Operations, Inc. (formerly SolarCity Corporation) | 1 | [5 empty] | FALSE
831 | 868 | Home A in zip code 12737 |  |  |  | April 2018 | Energy Storage | 0 | 0 | 10 | 0 | 0 | 0 | 0 | 0 | 0 | 0 | 0 | 0 | Tesla Energy Operations, Inc. (formerly SolarCity Corporation) | 1 | [5 empty] | FALSE
839 | 876 | Home A in zip code 10919 |  |  |  | April 2018 | Energy Storage | 0 | 0 | 20 | 0 | 0 | 0 | 0 | 0 | 0 | 0 | 0 | 0 | Tesla Energy Operations, Inc. (formerly SolarCity Corporation) | 1 | [5 empty] | FALSE
840 | 877 | Home A in zip code 11040 |  |  |  | May 2018 | Energy Storage | 0 | 0 | 8.6 | 0 | 0 | 0 | 0 | 0 | 0 | 0 | 0 | 0 | Tesla Energy Operations, Inc. (formerly SolarCity Corporation) | 1 | [5 empty] | FALSE
841 | 878 | Home A in zip code 11793 |  |  |  | June 2018 | Energy Storage | 0 | 0 | 10 | 0 | 0 | 0 | 0 | 0 | 0 | 0 | 0 | 0 | Tesla Energy Operations, Inc. (formerly SolarCity Corporation) | 1 | [5 empty] | FALSE
843 | 880 | Home A in zip code 11754 |  |  |  | June 2018 | Energy Storage | 0 | 0 | 10 | 0 | 0 | 0 | 0 | 0 | 0 | 0 | 0 | 0 | Tesla Energy Operations, Inc. (formerly SolarCity Corporation) | 1 | [5 empty] | FALSE
844 | 881 | Home B in zip code 12508 |  |  |  | July 2018 | Energy Storage | 0 | 0 | 5 | 13.5 | 0 | 0 | 0 | 0 | 0 | 0 | 0 | 0 | Tesla Energy Operations, Inc. (formerly SolarCity Corporation) | 1 | [5 empty] | FALSE
845 | 882 | Home B in zip code 12553 |  |  |  | January 2018 | Energy Storage | 0 | 0 | 5 | 13.5 | 0 | 0 | 0 | 0 | 0 | 0 | 0 | 0 | Tesla Energy Operations, Inc. (formerly SolarCity Corporation) | 1 | [5 empty] | FALSE
846 | 883 | Home A in zip code 12550 |  |  |  | January 2018 | Energy Storage | 0 | 0 | 5 | 13.5 | 0 | 0 | 0 | 0 | 0 | 0 | 0 | 0 | Tesla Energy Operations, Inc. (formerly SolarCity Corporation) | 1 | [5 empty] | FALSE
847 | 884 | Home A in zip code 12572 |  |  |  | February 2018 | Energy Storage | 0 | 0 | 5 | 13.5 | 0 | 0 | 0 | 0 | 0 | 0 | 0 | 0 | Tesla Energy Operations, Inc. (formerly SolarCity Corporation) | 1 | [5 empty] | FALSE
848 | 885 | Home B in zip code 12550 |  |  |  | March 2018 | Energy Storage | 0 | 0 | 5 | 13.5 | 0 | 0 | 0 | 0 | 0 | 0 | 0 | 0 | Tesla Energy Operations, Inc. (formerly SolarCity Corporation) | 1 | [5 empty] | FALSE
849 | 886 | Home A in zip code 12461 |  |  |  | August 2018 | Energy Storage | 0 | 0 | 5 | 13.5 | 0 | 0 | 0 | 0 | 0 | 0 | 0 | 0 | Tesla Energy Operations, Inc. (formerly SolarCity Corporation) | 1 | [5 empty] | FALSE
850 | 887 | Home A in zip code 10994 |  |  |  | February 2018 | Energy Storage | 0 | 0 | 5 | 0 | 0 | 0 | 0 | 0 | 0 | 0 | 0 | 0 | Sunrun | 1 | [5 empty] | FALSE
853 | 890 | Home Depot Utica/New Hartford #1254 |  | Home Depot Utica/New Hartford #1254 | Home Depot Utica/New Hartford #1254 |  | Fuel Cell | 210 | 0 | 0 | 0 | 0 | 0 | 0 | 0 | 0 | 0 | 0 | 0 | Bloom Energy | 1 | 2018-10-03
854 | 891 | Home Depot Cicero #1235 |  | Home Depot Cicero #1235 | Home Depot Cicero #1235 |  | Fuel Cell | 210 | 0 | 0 | 0 | 0 | 0 | 0 | 0 | 0 | 0 | 0 | 0 | Bloom Energy | 1 | 2018-09-05
855 | 892 | Home Depot Dewitt/East Syracuse #1236 |  | Home Depot Dewitt/East Syracuse #1236 | Home Depot Dewitt/East Syracuse #1236 |  | Fuel Cell | 210 | 0 | 0 | 0 | 0 | 0 | 0 | 0 | 0 | 0 | 0 | 0 | Bloom Energy | 1 | 2018-12-20
856 | 893 | SUNY RF, on behalf of SUNY Polytechnic - 258 Elmwood Ave |  | SUNY RF, on behalf of SUNY Polytechnic 8 - 98165 | SUNY RF, on behalf of SUNY Polytechnic 8 - 98165 |  | Solar PV | 2828.8 | 0 | 0 | 0 | 0 | 0 | 0 | 0 | 0 | 0 | 0 | 0 | Borrego Solar (formerly SEC Newco, LLC) | 1 | 2018-12-20
857 | 894 | SUNY RF, on behalf of SUNY Polytechnic - 258 Elmwood Ave |  | SUNY RF, on behalf of SUNY Polytechnic 9 - 98166 | SUNY RF, on behalf of SUNY Polytechnic 9 - 98166 |  | Solar PV | 2057.68 | 0 | 0 | 0 | 0 | 0 | 0 | 0 | 0 | 0 | 0 | 0 | Borrego Solar (formerly SEC Newco, LLC) | 1 | 2018-12-20
858 | 895 | Oakwood Health Care Center | Storage System |  |  |  | Energy Storage | 0 | 0 | 0 | 0 | 0 | 0 | 0 | 0 | 0 | 0 | 0 | 0 | Trane-CALMAC | 1 |  |  |  | Demand Charge Reduction |  | FALSE
859 | 896 | Delaware River Solar - Millard Hill Road |  | Delaware River Solar - Millard Hill Road - 100410 | Delaware River Solar - Millard Hill Road - 100410 |  | Solar PV | 2494.7 | 0 | 0 | 0 | 0 | 0 | 0 | 0 | 0 | 0 | 0 | 0 | Delaware River Solar | 1 | 2018-12-27
860 | 897 | Delaware River Solar - Millard Hill Road |  | Delaware River Solar - Millard Hill Road (#2) - 103075 | Delaware River Solar - Millard Hill Road (#2) - 103075 |  | Solar PV | 2494.7 | 0 | 0 | 0 | 0 | 0 | 0 | 0 | 0 | 0 | 0 | 0 | Delaware River Solar | 1 | 2018-12-27
861 | 898 | Delaware River Solar - Millard Hill Road |  | Delaware River Solar - Millard Hill Road (#3) - 103076 | Delaware River Solar - Millard Hill Road (#3) - 103076 |  | Solar PV | 2494.7 | 0 | 0 | 0 | 0 | 0 | 0 | 0 | 0 | 0 | 0 | 0 | Delaware River Solar | 1 | 2018-12-27
862 | 899 | Delaware River Solar - Turner Road |  | Delaware River Solar - 50832 | Delaware River Solar - 50832 |  | Solar PV | 2723.175 | 0 | 0 | 0 | 0 | 0 | 0 | 0 | 0 | 0 | 0 | 0 | Delaware River Solar | 1 | 2019-01-10
863 | 900 | Luna Park Apartments - Building 1 |  | Luna Park Building 1 |  |  | CHP | 100 | 613 | 0 | 0 | 0 | 0 | 0 | 0 | 0 | 0 | 0 | 0 | Tecogen, Inc. | 1 | 2019-02-01 | [5 empty] | TRUE | TRUE
864 | 901 | Luna Park Apartments - Building 3 |  | Luna Park Building 3 | Luna Park Building 3 |  | CHP | 100 | 613 | 0 | 0 | 0 | 0 | 0 | 0 | 0 | 0 | 0 | 0 | Tecogen, Inc. | 1 | 2019-02-01 | [5 empty] | TRUE | TRUE
865 | 902 | Manhattanville College |  | Manhattanville College - 70791 | Manhattanville College - 70791 |  | Solar PV | 1085.4 | 0 | 0 | 0 | 0 | 0 | 0 | 0 | 0 | 0 | 0 | 0 | Pfister Energy, Inc. | 1 | 2019-02-08
866 | 903 | Aegis Solar, LLC |  | Aegis Solar, LLC - 103077 | Aegis Solar, LLC - 103077 |  | Solar PV | 3012.24 | 0 | 0 | 0 | 0 | 0 | 0 | 0 | 0 | 0 | 0 | 0 | ForeFront Power | 1 | 2019-02-06
867 | 904 | National Grid East Pulaski Substation |  |  |  |  | Energy Storage | 0 | 0 | 2000 | 3000 | 0 | 0 | 0 | 0 | 0 | 0 | 0 | 0 | National Grid - Upstate NY (Niagara Mohawk) | 1 | [5 empty] | FALSE
868 | 905 | GHP Realty Headquarters |  |  |  | September 2018 | Energy Storage | 0 | 0 | 375 | 940 | 0 | 0 | 0 | 0 | 0 | 0 | 0 | 0 | Peak Power | 1 |  |  |  | Con Ed Demand Mgt Program; Demand Charge Reduction; Energy Supply Arbitrage - ICAP Tag Reduction |  | FALSE
869 | 906 | Home A in zip code 11576 |  |  |  | December 2017 | Energy Storage | 0 | 0 | 5 | 0 | 0 | 0 | 0 | 0 | 0 | 0 | 0 | 0 | Tesla Energy Operations, Inc. (formerly SolarCity Corporation) | 1 | [5 empty] | FALSE
870 | 907 | Home B in zip code 12571 |  |  |  | October 2018 | Energy Storage | 0 | 0 | 5 | 13.5 | 0 | 0 | 0 | 0 | 0 | 0 | 0 | 0 | Tesla Energy Operations, Inc. (formerly SolarCity Corporation) | 1 | [5 empty] | FALSE
871 | 908 | Home B in zip code 10980 |  |  |  | September 2018 | Energy Storage | 0 | 0 | 5 | 0 | 0 | 0 | 0 | 0 | 0 | 0 | 0 | 0 | Tesla Energy Operations, Inc. (formerly SolarCity Corporation) | 1 | [5 empty] | FALSE
872 | 909 | Home A in zip code 10963 |  |  |  | September 2018 | Energy Storage | 0 | 0 | 10 | 0 | 0 | 0 | 0 | 0 | 0 | 0 | 0 | 0 | Tesla Energy Operations, Inc. (formerly SolarCity Corporation) | 1 | [5 empty] | FALSE
873 | 910 | Home A in zip code 10989 |  |  |  | October 2018 | Energy Storage | 0 | 0 | 10 | 0 | 0 | 0 | 0 | 0 | 0 | 0 | 0 | 0 | Tesla Energy Operations, Inc. (formerly SolarCity Corporation) | 1 | [5 empty] | FALSE
874 | 911 | Home A in zip code 10960 |  |  |  | September 2018 | Energy Storage | 0 | 0 | 10 | 0 | 0 | 0 | 0 | 0 | 0 | 0 | 0 | 0 | Tesla Energy Operations, Inc. (formerly SolarCity Corporation) | 1 | [5 empty] | FALSE
875 | 912 | Home A in zip code 10965 |  |  |  | October 2018 | Energy Storage | 0 | 0 | 5 | 0 | 0 | 0 | 0 | 0 | 0 | 0 | 0 | 0 | Tesla Energy Operations, Inc. (formerly SolarCity Corporation) | 1 | [5 empty] | FALSE
876 | 913 | Home A in zip code 10920 |  |  |  | October 2018 | Energy Storage | 0 | 0 | 10 | 0 | 0 | 0 | 0 | 0 | 0 | 0 | 0 | 0 | Tesla Energy Operations, Inc. (formerly SolarCity Corporation) | 1 | [5 empty] | FALSE
877 | 914 | Home B in zip code 10956 |  |  |  | November 2018 | Energy Storage | 0 | 0 | 5 | 0 | 0 | 0 | 0 | 0 | 0 | 0 | 0 | 0 | Tesla Energy Operations, Inc. (formerly SolarCity Corporation) | 1 | [5 empty] | FALSE
878 | 915 | Home B in zip code 12477 |  |  |  | October 2018 | Energy Storage | 0 | 0 | 5 | 13.5 | 0 | 0 | 0 | 0 | 0 | 0 | 0 | 0 | Tesla Energy Operations, Inc. (formerly SolarCity Corporation) | 1 | [5 empty] | FALSE
879 | 916 | Home A in zip code 13360 |  |  |  | October 2018 | Energy Storage | 0 | 0 | 5 | 0 | 0 | 0 | 0 | 0 | 0 | 0 | 0 | 0 | Tesla Energy Operations, Inc. (formerly SolarCity Corporation) | 1 | [5 empty] | FALSE
880 | 917 | Home A in zip code 13420 |  |  |  | October 2018 | Energy Storage | 0 | 0 | 15 | 0 | 0 | 0 | 0 | 0 | 0 | 0 | 0 | 0 | Tesla Energy Operations, Inc. (formerly SolarCity Corporation) | 1 | [5 empty] | FALSE
881 | 918 | Home B in zip code 10919 |  |  |  | October 2018 | Energy Storage | 0 | 0 | 5 | 0 | 0 | 0 | 0 | 0 | 0 | 0 | 0 | 0 | Tesla Energy Operations, Inc. (formerly SolarCity Corporation) | 1 | [5 empty] | FALSE
882 | 919 | Home B in zip code 10990 |  |  |  | October 2018 | Energy Storage | 0 | 0 | 10 | 0 | 0 | 0 | 0 | 0 | 0 | 0 | 0 | 0 | Tesla Energy Operations, Inc. (formerly SolarCity Corporation) | 1 | [5 empty] | FALSE
883 | 920 | Home D in zip code 10940 |  |  |  | November 2018 | Energy Storage | 0 | 0 | 5 | 0 | 0 | 0 | 0 | 0 | 0 | 0 | 0 | 0 | Tesla Energy Operations, Inc. (formerly SolarCity Corporation) | 1 | [5 empty] | FALSE
884 | 921 | Home C in zip code 12571 |  |  |  | November 2018 | Energy Storage | 0 | 0 | 5 | 0 | 0 | 0 | 0 | 0 | 0 | 0 | 0 | 0 | Tesla Energy Operations, Inc. (formerly SolarCity Corporation) | 1 | [5 empty] | FALSE
885 | 922 | Home D in zip code 12553 |  |  |  | October 2018 | Energy Storage | 0 | 0 | 5 | 13.5 | 0 | 0 | 0 | 0 | 0 | 0 | 0 | 0 | Tesla Energy Operations, Inc. (formerly SolarCity Corporation) | 1 | [5 empty] | FALSE
886 | 923 | Home A in zip code 12498 |  |  |  | October 2018 | Energy Storage | 0 | 0 | 5 | 13.5 | 0 | 0 | 0 | 0 | 0 | 0 | 0 | 0 | Tesla Energy Operations, Inc. (formerly SolarCity Corporation) | 1 | [5 empty] | FALSE
887 | 924 | Home A in zip code 12578 |  |  |  | October 2018 | Energy Storage | 0 | 0 | 5 | 13.5 | 0 | 0 | 0 | 0 | 0 | 0 | 0 | 0 | Tesla Energy Operations, Inc. (formerly SolarCity Corporation) | 1 | [5 empty] | FALSE
888 | 925 | Guilderland Central School District |  | Guilderland Central School District - 50974 | Guilderland Central School District - 50974 |  | Solar PV | 3044.52 | 0 | 0 | 0 | 0 | 0 | 0 | 0 | 0 | 0 | 0 | 0 | ForeFront Power | 1 | 2019-01-31
889 | 926 | Seneca Solar Farm - Route 14A |  | Seneca Solar Farm - 74981 | Seneca Solar Farm - 74981 |  | Solar PV | 2602.8 | 0 | 0 | 0 | 0 | 0 | 0 | 0 | 0 | 0 | 0 | 0 | Borrego Solar (formerly SEC Newco, LLC) | 1 | 2019-02-08
890 | 926 | Seneca Solar Farm - Route 14A |  | Seneca Solar Farm - 74982 | Seneca Solar Farm - 74982 |  | Solar PV | 2602.8 | 0 | 0 | 0 | 0 | 0 | 0 | 0 | 0 | 0 | 0 | 0 | Borrego Solar (formerly SEC Newco, LLC) | 1 | 2019-02-08
892 | 927 | Bouck Pool Building - SUNY Cobleskill |  | Bouck Pool Building - SUNY Cobleskill | Bouck Pool Building - SUNY Cobleskill |  | CHP | 130 | 840 | 0 | 0 | 0 | 0 | 0 | 0 | 0 | 0 | 0 | 0 | GEM Energy | 2 | 2019-02-11 | [5 empty] | FALSE | FALSE | FALSE | TRUE | TRUE | Manual | FALSE
893 | 928 | Goya Foods, Inc |  | Goya Foods, Inc - 81917 | Goya Foods, Inc - 81917 |  | Solar PV | 1341.9 | 0 | 0 | 0 | 0 | 0 | 0 | 0 | 0 | 0 | 0 | 0 | Vanguard Energy Partners, LLC | 1 | 2018-12-18
894 | 929 | Home A in zip code 11791 |  |  |  | May 17, 2018 | Energy Storage | 0 | 0 | 10 | 0 | 0 | 0 | 0 | 0 | 0 | 0 | 0 | 0 | Tesla Energy Operations, Inc. | 1 | [5 empty] | FALSE
895 | 930 | Home A in zip code 11738 |  |  |  | Mar 19, 2018 | Energy Storage | 0 | 0 | 5 | 0 | 0 | 0 | 0 | 0 | 0 | 0 | 0 | 0 | Tesla Energy Operations, Inc. | 1 | [5 empty] | FALSE
896 | 931 | Home A in zip code 12446 |  |  |  | Dec 12, 2018 | Energy Storage | 0 | 0 | 5 | 0 | 0 | 0 | 0 | 0 | 0 | 0 | 0 | 0 | Tesla Energy Operations, Inc. | 1 | [5 empty] | FALSE
897 | 932 | Home B in zip code 10994 |  |  |  | Dec 18, 2018 | Energy Storage | 0 | 0 | 5 | 0 | 0 | 0 | 0 | 0 | 0 | 0 | 0 | 0 | Tesla Energy Operations, Inc. | 1 | [5 empty] | FALSE
898 | 933 | Con Edison BQDM Utility Sided Solution |  |  |  | Nov 1, 2018 | Energy Storage | 0 | 0 | 2000 | 0 | 0 | 0 | 0 | 0 | 0 | 0 | 0 | 0 | Consolidated Edison Solutions | 1 |  |  |  | Con Ed BQDM; Utility Peak Reduction |  | FALSE
899 | 934 | Home A in zip code 10984 |  |  |  | Dec 7, 2018 | Energy Storage | 0 | 0 | 5 | 0 | 0 | 0 | 0 | 0 | 0 | 0 | 0 | 0 | Tesla Energy Operations, Inc. | 1 | [5 empty] | FALSE
900 | 935 | NYSEG DSIP - Distribution Circuit Deployed Battery Storage System Pilot Project |  |  |  | 2018 | Energy Storage | 0 | 0 | 477 | 0 | 0 | 0 | 0 | 0 | 0 | 0 | 0 | 0 | New York State Electric and Gas | 1 |  |  |  | Utility Peak Reduction; Utility Testing; Voltage Regulation |  | FALSE
901 | 936 | NYSEG DSIP - Aggregated BTM 1 |  |  |  | Dec 31, 2018 | Energy Storage | 0 | 0 | 159 | 0 | 0 | 0 | 0 | 0 | 0 | 0 | 0 | 0 | New York State Electric and Gas | 1 |  |  |  | Aggregation; Demand Charge Reduction; NYISO DR - ECAP Special Case Resources (SCR); Utility Peak Reduction |  | FALSE
902 | 937 | NYSEG DSIP - Aggregated BTM 2 |  |  |  | Dec 31, 2018 | Energy Storage | 0 | 0 | 159 | 0 | 0 | 0 | 0 | 0 | 0 | 0 | 0 | 0 | New York State Electric and Gas | 1 |  |  |  | Aggregation; Demand Charge Reduction; NYISO DR - ECAP Special Case Resources (SCR); Utility Peak Reduction |  | FALSE
903 | 938 | RG&E Operations Center |  | RGE DSIP - Integrated Electric Vehicle Charging & Battery Storage System Demonstration Project |  | 2018 | Energy Storage | 0 | 0 | 150 | 0 | 0 | 0 | 0 | 0 | 0 | 0 | 0 | 0 | Rochester Gas and Electric | 1 |  |  |  | Demand Charge Reduction; Energy Supply Arbitrage - Energy Shifting; EV Charging |  | FALSE
904 | 939 | RG&E Substation |  | RG&E DSIP - Peak Shaving Battery Storage Pilot Project |  | 2018 | Energy Storage | 0 | 0 | 1900 | 0 | 0 | 0 | 0 | 0 | 0 | 0 | 0 | 0 | Rochester Gas and Electric | 1 |  |  |  | Utility Peak Reduction; Utility Testing |  | FALSE
905 | 940 | Jefferson Towers Apartments |  | Jefferson Towers |  |  | CHP | 100 | 613 | 0 | 0 | 0 | 0 | 0 | 0 | 0 | 0 | 0 | 0 | Tecogen, Inc. | 1 | 2014-02-01 |  |  |  |  | TRUE | TRUE | FALSE

## DE Resources
DE Resource ID | Facility ID | System ID | Project ID | Unit Manufacturer | Unit Model | Number of Devices | Rated Electric Generation Per Device (kW) | Total Rated Electric Generation (kW) | Rated Heat Generation Per Device (MBtu/h) | Total Rated Heat Generation (MBtu/h) | Rated Electric Discharge Capacity Per Device (kW) | Total Rated Electric Discharge Capacity (kW) | Rated Electric Storage Capacity Per Device (kWh) | Total Rated Electric Storage Capacity (kWh) | Rated Cooling Energy Discharge Capacity Per Device (ton) | Equivalent Electrical Discharge Capacity Per Device from Cooling Sources (kW) | Total Rated Cooling Energy Discharge Capacity (ton) | Total Equivalent Electrical Discharge Capacity from Cooling Sources (kW) | Rated Cooling Energy Storage Capacity Per Device (ton-hour) | Equivalent Electrical Storage Capacity Per Device from Cooling Sources (kWh) | Total Rated Cooling Energy Storage Capacity (ton-hour) | Total Equivalent Electrical Storage Capacity from Cooling Sources (kWh) | Rated Thermal Energy Discharge Capacity Per Device (MBtu/h) | Equivalent Electrical Discharge Capacity Per Device from Thermal Sources (kW) | Total Rated Thermal Energy Discharge Capacity (MBtu/h) | Total Equivalent Electrical Discharge Capacity from Thermal Sources (kW) | Rated Thermal Energy Storage Capacity Per Device (MBtu) | Equivalent Electrical Storage Capacity Per Device from Thermal Sources (kWh) | Total Rated Thermal Energy Storage Capacity (MBtu) | Total Equivalent Electrical Storage Capacity from Thermal Sources (kWh) | ESS Type | ESS Subtype | No. of Prime Movers | Primary Fuel | Prime Mover | Location | Generator | Chiller - Hot Water Driven | Chiller - Exhaust-Fired | Chiller - Steam Driven | Rated Electric Efficiency (% HHV) | Rated CHP Efficiency (% HHV) | Tilt (° from horizontal) | Azimuth (° from North) | Scrubber Type
589 |  |  | 98 |  |  | 1 | 318.99 | 318.99 | [25 empty] | Solar | Solar PV
590 |  |  | 303 | Aegis Energy Services, Inc. | Aegen TP-75LE | 2 | 75 | 150 | 523 | 1046 | [22 empty] | 2 | Natural Gas | Reciprocating Engine | Indoor - Basement | Synchronous Generator | TRUE | FALSE | FALSE | 26.9 | 82.1
592 |  |  | 125 | Capstone Turbine Corporation | C65 ICHP | 1 | 65 | 65 | 251 | 251 | [22 empty] | 1 | Natural Gas | Microturbine | Indoor - Basement | Synchronous Generator | TRUE | FALSE | FALSE | 25 | 71
593 |  |  | 399 |  |  | 1 | 2507.67 | 2507.67 | [25 empty] | Solar |  |  | Inverter | [5 empty] | 25 | 180
594 |  |  | 262 |  |  | 1 | 2152.08 | 2152.08 | [25 empty] | Solar |  |  | Inverter | [5 empty] | 30 | 180
596 |  |  | 359 |  |  | 1 | 372.1 | 372.1 | [25 empty] | Solar |  |  | Inverter
597 |  |  | 179 |  |  | 1 | 325.3 | 325.3 | [25 empty] | Solar |  |  | Inverter | [5 empty] | 3 | 227
598 |  |  | 398 |  |  | 1 | 225.4 | 225.4 | [25 empty] | Solar |  |  | Inverter | [5 empty] | 10 | 162
599 |  |  | 198 |  |  | 1 | 536.25 | 536.25 | [25 empty] | Solar |  |  | Inverter | [5 empty] | 10 | 135
600 |  |  | 69 | MAN | MAN / E 0836 LE 202 | 1 | 100 | 100 | [24 empty] | 1 | Digester Gas | Reciprocating Engine | Indoor - Above Ground | Synchronous Generator | FALSE | FALSE | FALSE |  |  |  |  | Carbon Filter
601 |  |  | 341 |  |  | 1 | 120.78 | 120.78 | [25 empty] | Solar |  |  | Inverter | [5 empty] | 10 | 140
602 |  |  | 57 | Guascor | MGG-950 | 1 | 500 | 500 | [24 empty] | 1 | Digester Gas | Reciprocating Engine | Indoor - Above Ground | Synchronous Generator | FALSE | FALSE | FALSE
603 |  |  | 131 |  |  | 1 | 61.1 | 61.1 | [25 empty] | Solar |  |  | Inverter | [5 empty] | 10 | 194
604 |  |  | 308 |  |  | 1 | 253.26 | 253.26 | [25 empty] | Solar |  |  | Inverter | [5 empty] | 5 | 225
605 |  |  | 315 |  |  | 1 | 442.68 | 442.68 | [25 empty] | Solar |  |  | Inverter | [5 empty] | 11.9 | 157
606 |  |  | 312 | Aegis Energy Services, Inc. | Aegen PowerVerter PV-100 | 1 | 100 | 100 | 642 | 642 | [22 empty] | 1 | Natural Gas | Reciprocating Engine | Indoor - Basement | Inverter | FALSE | FALSE | TRUE | 25.2 | 76.9
612 |  |  | 402 |  |  | 1 | 456.96 | 456.96 | [25 empty] | Solar |  |  | Inverter | [5 empty] | 11.9 | 177
613 |  |  | 385 |  |  | 1 | 248.85 | 248.85 | [25 empty] | Solar |  |  | Inverter | [5 empty] | 5 | 197
614 |  |  | 109 |  |  | 1 | 214.17 | 214.17 | [25 empty] | Solar |  |  | Inverter | [5 empty] | 10 | 208
615 |  |  | 390 | Kawasaki Gas Turbines | Kawasaki GPB 17D | 1 | 1804 | 1804 | [24 empty] | 1 | Natural Gas | Simple-Cycle Gas Turbine | Outdoor - Ground Level/Mounted | Synchronous Generator | FALSE | FALSE | TRUE | 26 | 83.6
616 |  |  | 160 |  |  | 1 | 953.57 | 953.57 | [25 empty] | Solar |  |  | Inverter | [5 empty] | 0 | 0
617 |  |  | 317 |  |  | 1 | 405.8 | 405.8 | [25 empty] | Solar |  |  | Inverter | [5 empty] | 11.9 | 140
619 |  |  | 397 |  |  | 1 | 2423.52 | 2423.52 | [25 empty] | Solar |  |  | Inverter | [5 empty] | 25 | 180
620 |  |  | 95 | Kraft Energy / Man | KMGR-250-4SH | 1 | 250 | 250 | [25 empty] | Natural Gas | Reciprocating Engine |  | Synchronous Generator
621 |  |  | 205 | Guascor | HGM 240 | 1 | 520 | 520 | [24 empty] | 1 | Digester Gas | Reciprocating Engine | Indoor - Above Ground | Induction Generator | FALSE | FALSE | FALSE | 35.8 | 80.2 |  |  | Biological Scrubber
623 |  |  | 330 |  |  | 1 | 623 | 623 | [25 empty] | Solar |  |  | Inverter | [5 empty] | 10 | 178
624 |  |  | 209 |  |  | 1 | 583 | 583 | [25 empty] | Solar |  |  | Inverter | [5 empty] | 0
629 |  |  | 73 |  |  | 2 | 15000 | 30000 | [25 empty] | Natural Gas | Combined-Cycle Gas Turbine
631 |  |  | 287 |  |  | 1 | 435.5 | 435.5 | [25 empty] | Solar |  |  | Inverter | [5 empty] | 11.9 | 212
632 |  |  | 250 |  |  | 1 | 1730.14 | 1730.14 | [25 empty] | Solar |  |  | Inverter | [5 empty] | 30 | 170
633 |  |  | 47 | Guascor | MGG-712 | 1 | 450 | 450 | [24 empty] | 1 | Digester Gas | Reciprocating Engine | Indoor - Above Ground | Synchronous Generator | FALSE | FALSE | FALSE |  |  |  |  | Biological Scrubber
634 |  |  | 206 |  |  | 1 | 2311.2 | 2311.2 | [25 empty] | Solar |  |  | Inverter | [5 empty] | 25 | 135
635 |  |  | 203 |  |  | 1 | 2067.29 | 2067.29 | [25 empty] | Solar |  |  | Inverter | [5 empty] | 20 | 180
636 |  |  | 305 |  |  | 1 | 711.815 | 711.815 | [25 empty] | Solar |  |  | Inverter | [5 empty] | 10 | 195
637 |  |  | 301 |  |  | 1 | 196.02 | 196.02 | [25 empty] | Solar |  |  | Inverter | [5 empty] | 11.9 | 160
638 |  |  | 166 |  |  | 1 | 336.6 | 336.6 | [25 empty] | Solar |  |  | Inverter | [5 empty] | 10 | 179
639 |  |  | 188 |  |  | 1 | 399.6 | 399.6 | [25 empty] | Solar |  |  | Inverter | [5 empty] | 10 | 169
640 |  |  | 286 |  |  | 1 | 785.4 | 785.4 | [25 empty] | Solar |  |  | Inverter | [5 empty] | 3 | 116
641 |  |  | 71 |  |  | 3 | 100 | 300 | [25 empty] | Natural Gas | Reciprocating Engine |  | Inverter
645 |  |  | 178 |  |  | 1 | 390 | 390 | [25 empty] | Solar |  |  | Inverter | [5 empty] | 10 | 180
652 |  |  | 3 | Caterpillar | G3516 | 7 | 800 | 5600 | [25 empty] | Landfill Gas | Reciprocating Engine |  | Synchronous Generator |  |  |  | 30
659 |  |  | 114 | Tecogen, Inc. | CM-60 | 4 | 60 | 240 | [25 empty] | Natural Gas | Reciprocating Engine |  | Induction Generator
662 |  |  | 234 |  |  | 1 | 416.1 | 416.1 | [25 empty] | Solar |  |  | Inverter | [5 empty] | 10 | 215
663 |  |  | 152 | 2G Cogeneration | Agenitor 212 | 1 | 400 | 400 | [24 empty] | 1 | Digester Gas | Reciprocating Engine | Indoor - Above Ground | Synchronous Generator | FALSE | FALSE | FALSE
664 |  |  | 147 |  |  | 1 | 654 | 654 | [25 empty] | Solar |  |  | Inverter | [5 empty] | 3 | 180
665 |  |  | 99 |  |  | 1 | 237.12 | 237.12 | [25 empty] | Solar | [8 empty] | 26
667 |  |  | 310 | Aegis Energy Services, Inc. | Aegen PowerVerter PV-75 LE | 1 | 75 | 75 | 523 | 523 | [22 empty] | 1 | Natural Gas | Reciprocating Engine | Indoor - Basement | Inverter | FALSE | FALSE | FALSE | 24.1 | 79.3
668 |  |  | 164 |  |  | 1 | 844.8 | 844.8 | [25 empty] | Solar |  |  | Inverter | [5 empty] | 35 | 180
669 |  |  | 134 |  |  | 1 | 451.06 | 451.06 | [25 empty] | Solar |  |  | Inverter | [5 empty] | 10 | 188
670 |  |  | 412 | Aegis Energy Services, Inc. | Aegen PowerVerter PV-100 | 1 | 100 | 100 | 642 | 642 | [22 empty] | 1 | Natural Gas | Reciprocating Engine | Indoor - Basement | Induction Generator | FALSE | FALSE | FALSE | 25.2 | 76.9
671 |  |  | 135 |  |  | 1 | 312.62 | 312.62 | [25 empty] | Solar |  |  | Inverter | [5 empty] | 10 | 180
672 |  |  | 339 |  |  | 1 | 505.08 | 505.08 | [25 empty] | Solar |  |  | Inverter | [5 empty] | 10 | 184
673 |  |  | 215 |  |  | 1 | 1506.7 | 1506.7 | [25 empty] | Solar |  |  | Inverter | [5 empty] | 20 | 185
674 |  |  | 316 |  |  | 1 | 442.68 | 442.68 | [25 empty] | Solar |  |  | Inverter | [5 empty] | 11.9 | 180
675 |  |  | 270 |  |  | 1 | 530.92 | 530.92 | [25 empty] | Solar |  |  | Inverter | [5 empty] | 5 | 194
676 |  |  | 138 |  |  | 1 | 330.99 | 330.99 | [25 empty] | Solar |  |  | Inverter | [5 empty] | 10 | 180
678 |  |  | 343 |  |  | 1 | 120.8 | 120.8 | [25 empty] | Solar |  |  | Inverter | [5 empty] | 10 | 171
680 |  |  | 226 | Tecogen, Inc. | INV Ultra 100 | 1 | 100 | 100 | 700 | 700 | [22 empty] | 1 | Natural Gas | Reciprocating Engine | Indoor - Basement | Inverter | FALSE | FALSE | FALSE | 28.6 | 80.8
681 |  |  | 219 |  |  | 1 | 225 | 225 | [25 empty] | Solar |  |  | Inverter | [5 empty] | 10 | 168
683 |  |  | 199 |  |  | 1 | 1059.3 | 1059.3 | [25 empty] | Solar |  |  | Inverter | [5 empty] | 10 | 193
684 |  |  | 197 | Capstone Turbine Corporation | C65 | 1 | 65 | 65 | 408 | 408 | [22 empty] | 1 | Natural Gas | Microturbine | Outdoor - Rooftop | Synchronous Generator | FALSE | FALSE | FALSE | 25 | 71
690 |  |  | 281 | Tecogen, Inc. | InVerde INV100 | 2 | 100 | 200 | 700 | 1400 | [22 empty] | 2 | Natural Gas | Reciprocating Engine | Indoor - Basement | Inverter | TRUE | FALSE | FALSE | 28.6 | 80.8
693 |  |  | 5 | Waukesha | VGF L36GSID | 1 | 560 | 560 | [25 empty] | Natural Gas | Reciprocating Engine |  | Synchronous Generator |  |  |  | 32
695 |  |  | 353 |  |  | 1 | 137.25 | 137.25 | [25 empty] | Solar |  |  | Inverter | [5 empty] | 10 | 148
696 |  |  | 18 |  |  | 1 | 230 | 230 | [25 empty] | Digester Gas | Reciprocating Engine |  | Induction Generator
697 |  |  | 100 |  |  | 1 | 439.92 | 439.92 | [25 empty] | Solar | [8 empty] | 12 | 195
698 |  |  | 92 |  |  | 1 | 280 | 280 | [25 empty] | Digester Gas | Reciprocating Engine
699 |  |  | 177 | Guascor | MGG-500 | 1 | 484 | 484 | [24 empty] | 1 | Digester Gas | Reciprocating Engine | Indoor - Basement | Synchronous Generator | FALSE | FALSE | FALSE |  |  |  |  | Biological Scrubber
700 |  |  | 291 |  |  | 1 | 544.635 | 544.635 | [25 empty] | Solar |  |  | Inverter | [5 empty] | 5 | 211
703 |  |  | 272 | Aegis Energy Services, Inc. | Aegen PowerVerter PV-75 | 3 | 75 | 225 | 523 | 1569 | [22 empty] | 3 | Natural Gas | Reciprocating Engine | Indoor - Basement | Inverter | TRUE | FALSE | FALSE | 24.1 | 79.3
704 |  |  | 313 |  |  | 1 | 442.68 | 442.68 | [25 empty] | Solar |  |  | Inverter | [5 empty] | 11.9 | 180
706 |  |  | 78 |  |  | 4 | 1100 | 4400 | [25 empty] | Natural Gas | Reciprocating Engine |  | Induction Generator
709 |  |  | 133 |  |  | 1 | 250.92 | 250.92 | [25 empty] | Solar |  |  | Inverter | [5 empty] | 10 | 180
710 |  |  | 200 |  |  | 1 | 189 | 189 | [25 empty] | Solar |  |  | Inverter | [5 empty] | 5 | 160
711 |  |  | 292 |  |  | 1 | 2497.36 | 2497.36 | [25 empty] | Solar |  |  | Inverter | [5 empty] | 5 | 173
713 |  |  | 274 | Aegis Energy Services, Inc. | Aegen PowerVerter PV-75 | 2 | 75 | 150 | 490 | 980 | [22 empty] | 2 | Natural Gas | Reciprocating Engine | Indoor - Basement | Inverter | FALSE | FALSE | FALSE | 24.1 | 79.3
716 |  |  | 246 | Tecogen, Inc. | InVerde Ultra INV-100 | 3 | 100 | 300 | 700 | 2100 | [22 empty] | 3 | Natural Gas | Reciprocating Engine | Indoor - Basement | Inverter | TRUE | FALSE | FALSE | 28.6 | 80.8
717 |  |  | 180 |  |  | 1 | 854.75 | 854.75 | [25 empty] | Solar |  |  | Inverter | [5 empty] | 10 | 170
718 |  |  | 184 |  |  | 1 | 220 | 220 | [25 empty] | Solar |  |  | Inverter | [5 empty] | 10 | 200
720 |  |  | 45 | Guascor | SFGLD 480/45 | 1 | 600 | 600 | [24 empty] | 1 | Digester Gas | Reciprocating Engine | Indoor - Above Ground | Synchronous Generator | FALSE | FALSE | FALSE |  |  |  |  | Biological Scrubber
722 |  |  | 327 | Aegis Energy Services, Inc. | Aegen PowerVerter PV-75 LE | 1 | 75 | 75 | 523 | 523 | [22 empty] | 1 | Natural Gas | Reciprocating Engine | Indoor - Basement | Inverter | FALSE | FALSE | FALSE | 24.1 | 79.3
723 |  |  | 151 |  |  | 1 | 312.62 | 312.62 | [25 empty] | Solar | Solar PV |  | Inverter
724 |  |  | 35 | UTC Power Corporation |  | 1 | 200 | 200 | [25 empty] | Natural Gas | Fuel Cell |  | Synchronous Generator |  |  |  | 37
726 |  |  | 4 | Waukesha | VGF 18GLD | 2 | 300 | 600 | [25 empty] | Natural Gas | Reciprocating Engine |  | Induction Generator |  |  |  | 30
743 |  |  | 67 |  | PureCell 400 | 2 | 400 | 800 | [25 empty] | Natural Gas | Fuel Cell
745 |  |  | 21 | CoastIntelligen | CI-60 | 2 | 60 | 120 | [25 empty] | Natural Gas | Reciprocating Engine |  | Induction Generator |  |  |  | 30
747 |  |  | 119 | Aegis Energy Services, Inc. | Aegen TP-75 | 2 | 75 | 150 | [25 empty] | Natural Gas | Reciprocating Engine |  | Synchronous Generator |  |  |  | 26.7
748 |  |  | 323 | Aegis Energy Services, Inc. | Aegen PowerVerter PV-75 LE | 1 | 75 | 75 | 523 | 523 | [22 empty] | 1 | Natural Gas | Reciprocating Engine | Indoor - Basement | Inverter | FALSE | FALSE | FALSE | 24.1 | 79.3
750 |  |  | 7 | Capstone Turbine Corporation | C60 | 2 | 60 | 120 | [25 empty] | Natural Gas | Microturbine |  | Inverter |  |  |  | 28
751 |  |  | 49 | Tecogen, Inc. | TecoDrive 7400 | 2 | 75 | 150 | [25 empty] | Natural Gas | Reciprocating Engine |  | Induction Generator
755 |  |  | 265 |  |  | 1 | 1994.85 | 1994.85 | [25 empty] | Solar |  |  | Inverter | [5 empty] | 20 | 180
756 |  |  | 189 |  |  | 1 | 747.5 | 747.5 | [25 empty] | Solar |  |  | Inverter | [5 empty] | 3 | 195
757 |  |  | 159 |  |  | 1 | 1600 | 1600 | [25 empty] | Solar |  |  | Inverter
760 |  |  | 192 | Clear Edge Power | PureCell Model 400 | 2 | 400 | 800 | [24 empty] | 2 | Natural Gas | Fuel Cell |  | Inverter | FALSE | FALSE | FALSE
761 |  |  | 387 | GE | Jenbacher JMS612 | 1 | 1979 | 1979 | [24 empty] | 1 | Natural Gas | Reciprocating Engine | Indoor - Basement | Synchronous Generator | FALSE | FALSE | FALSE
762 |  |  | 72 | Guascor | 5GLD 360 | 1 | 450 | 450 | [25 empty] | Digester Gas | Reciprocating Engine |  | Synchronous Generator
763 |  |  | 182 |  |  | 1 | 110.5 | 110.5 | [25 empty] | Solar |  |  | Inverter
764 |  |  | 10 | Fuel Cell Energy | Direct Fuel Cell 300A | 1 | 250 | 250 | [25 empty] | Natural Gas | Fuel Cell |  | Inverter |  |  |  | 47
765 |  |  | 202 |  |  | 1 | 2085 | 2085 | [25 empty] | Solar |  |  | Inverter | [5 empty] | 25 | 180
766 |  |  | 34 | Tecogen, Inc. |  | 8 | 75 | 600 | [25 empty] | Natural Gas | Reciprocating Engine |  | Synchronous Generator
774 |  |  | 124 | Turboden | Turboden 10HR | 1 | 925 | 925 | [24 empty] | 1 |  |  |  |  | FALSE | FALSE | FALSE
776 |  |  | 103 | Tecogen, Inc. | InVerde 100 | 3 | 100 | 300 | [25 empty] | Natural Gas | Reciprocating Engine |  | Inverter |  |  |  | 28.6 | 80.8
778 |  |  | 384 |  |  | 1 | 247 | 247 | [25 empty] | Solar |  |  | Inverter | [5 empty] | 5 | 139
779 |  |  | 190 | Clear Edge Power | PureCell Model 400 | 1 | 400 | 400 | [24 empty] | 1 | Natural Gas | Fuel Cell | Outdoor - Ground Level/Mounted | Inverter | FALSE | FALSE | FALSE
780 |  |  | 12 | Caterpillar | G379 | 1 | 180 | 180 | [24 empty] | 1 | Digester Gas | Reciprocating Engine | Indoor - Above Ground | Induction Generator | FALSE | FALSE | FALSE |  |  |  |  | Biological Scrubber
781 |  |  | 373 |  |  | 1 | 2593.35 | 2593.35 | [25 empty] | Solar |  |  | Inverter
782 |  |  | 68 |  |  | 1 | 1275 | 1275 | [25 empty] | Natural Gas | Steam Turbine
783 |  |  | 290 | Dresser Rand | SFGLD 360 | 1 | 560 | 560 | [24 empty] | 1 | Digester Gas | Reciprocating Engine | Indoor - Above Ground | Synchronous Generator | FALSE | FALSE | FALSE |  |  |  |  | Biological Scrubber
784 |  |  | 130 |  |  | 1 | 82.485 | 82.485 | [25 empty] | Solar |  |  | Inverter | [5 empty] | 10 | 194
786 |  |  | 298 |  |  | 1 | 260.19 | 260.19 | [25 empty] | Solar |  |  | Inverter | [5 empty] | 10 | 143
788 |  |  | 28 |  |  | 2 | 800 | 1600 | [25 empty] | Natural Gas | Reciprocating Engine |  | Synchronous Generator
789 |  |  | 233 |  |  | 1 | 248.625 | 248.625 | [25 empty] | Solar |  |  | Inverter | [5 empty] | 0 | 192
790 |  |  | 278 |  |  | 1 | 444.6 | 444.6 | [25 empty] | Solar |  |  | Inverter | [5 empty] | 4 | 100
791 |  |  | 352 |  |  | 1 | 192.15 | 192.15 | [25 empty] | Solar |  |  | Inverter | [5 empty] | 10 | 181
792 |  |  | 386 |  |  | 1 | 199.88 | 199.88 | [25 empty] | Solar |  |  | Inverter | [5 empty] | 5 | 212
793 |  |  | 116 |  |  | 1 | 162.25 | 162.25 | [25 empty] | Solar |  |  | Inverter | [5 empty] | 10 | 182
794 |  |  | 123 |  |  | 1 | 259.6 | 259.6 | [25 empty] | Solar |  |  | Inverter | [5 empty] | 10 | 185
796 |  |  | 183 |  |  | 1 | 250.8 | 250.8 | [25 empty] | Solar |  |  | Inverter | [5 empty] | 10 | 136
800 |  |  | 259 |  |  | 1 | 89.25 | 89.25 | [25 empty] | Solar |  |  | Inverter
801 |  |  | 53 | Calnetix Power Solutions | TA-100 CHP | 1 | 1000 | 1000 | [25 empty] | Natural Gas | Microturbine |  | Inverter |  |  |  | 29.5
802 |  |  | 167 |  |  | 1 | 364.65 | 364.65 | [25 empty] | Solar |  |  | Inverter | [5 empty] | 10 | 175
804 |  |  | 389 |  |  | 1 | 992.88 | 992.88 | [25 empty] | Solar |  |  | Inverter | [5 empty] | 10 | 141
805 |  |  | 277 |  |  | 1 | 485.1 | 485.1 | [25 empty] | Solar |  |  | Inverter | [5 empty] | 10 | 150
806 |  |  | 405 | MAN | 2G-KWK-370BGG | 1 | 380 | 380 | [24 empty] | 1 | Digester Gas | Reciprocating Engine | Indoor - Above Ground | Synchronous Generator | FALSE | FALSE | FALSE | 33.3 | 76.1
807 |  |  | 165 |  |  | 1 | 299.64 | 299.64 | [25 empty] | Solar |  |  | Inverter | [5 empty] | 10 | 177
810 |  |  | 87 | SunPower | E18/308 Solar Panel | 1 | 261.184 | 261.184 | [25 empty] | Solar | [8 empty] | 5 | 188
811 |  |  | 136 |  |  | 1 | 308.28 | 308.28 | [25 empty] | Solar |  |  | Inverter | [5 empty] | 10 | 173
813 |  |  | 9 | Tecogen, Inc. | CM-75 | 2 | 75 | 150 | [25 empty] | Natural Gas | Reciprocating Engine |  | Induction Generator |  |  |  | 30.9
815 |  |  | 228 |  |  | 1 | 383.47 | 383.47 | [25 empty] | Solar |  |  | Inverter | [5 empty] | 25 | 180
816 |  |  | 108 | Guascor | SFGLD 480 | 1 | 648 | 648 | [24 empty] | 1 | Digester Gas | Reciprocating Engine | Indoor - Above Ground | Synchronous Generator | FALSE | FALSE | FALSE
817 |  |  | 17 | Caterpillar | G379 | 1 | 200 | 200 | [25 empty] | Digester Gas | Reciprocating Engine |  | Induction Generator
818 |  |  | 113 | Tecogen, Inc. | INV-100 | 3 | 100 | 300 | 700 | 2100 | [22 empty] | 3 | Natural Gas | Reciprocating Engine | Indoor - Basement | Inverter | FALSE | FALSE | FALSE | 28.6 | 80.8
821 |  |  | 381 |  |  | 1 | 590.2 | 590.2 | [25 empty] | Solar |  |  | Inverter | [5 empty] | 5 | 140
822 |  |  | 162 |  |  | 1 | 507.52 | 507.52 | [25 empty] | Solar |  |  | Inverter | [5 empty] | 5 | 196
823 |  |  | 224 |  |  | 1 | 115.5 | 115.5 | [25 empty] | Solar |  |  | Inverter | [5 empty] | 10 | 161
824 |  |  | 293 |  |  | 1 | 471.835 | 471.835 | [25 empty] | Solar |  |  | Inverter | [5 empty] | 11.9 | 183
825 |  |  | 404 |  |  | 1 | 380.8 | 380.8 | [25 empty] | Solar |  |  | Inverter | [5 empty] | 11.9 | 182
826 |  |  | 260 |  |  | 1 | 2002 | 2002 | [25 empty] | Solar |  |  | Inverter | [5 empty] | 10 | 135
827 |  |  | 94 | SunPower | E18/308 Solar Panel | 1 | 147.84 | 147.84 | [25 empty] | Solar | [8 empty] | 5 | 214
828 |  |  | 363 |  |  | 1 | 106.92 | 106.92 | [25 empty] | Solar |  |  | Inverter | [5 empty] | 11.9 | 160
829 |  |  | 289 |  |  | 1 | 1405.3 | 1405.3 | [25 empty] | Solar |  |  | Inverter | [5 empty] | 3
830 |  |  | 356 |  |  | 1 | 346.32 | 346.32 | [25 empty] | Solar |  |  | Inverter | [5 empty] | 8
831 |  |  | 237 |  |  | 1 | 530.07 | 530.07 | [25 empty] | Solar |  |  | Inverter | [5 empty] | 5.1 | 194
832 |  |  | 365 | Tecogen, Inc. | InVerde Ultra INV-100 | 1 | 100 | 100 | 700 | 700 | [22 empty] | 1 | Natural Gas | Reciprocating Engine | Indoor - Basement | Inverter | FALSE | FALSE | FALSE | 28.6 | 80.8
833 |  |  | 264 |  |  | 1 | 2602.8 | 2602.8 | [25 empty] | Solar |  |  | Inverter | [5 empty] | 25 | 180
835 |  |  | 86 | Tecogen, Inc. | InVerde 100 | 1 | 100 | 100 | [25 empty] | Natural Gas | Reciprocating Engine |  | Inverter |  |  |  | 28.6 | 80.8
836 |  |  | 170 | SDP/Greenwood Energy | SDPM250EV12MI4 | 2 | 250 | 500 | 1248.8 | 2497.6 | [22 empty] | 2 | Natural Gas | Reciprocating Engine | Outdoor - Rooftop | Induction Generator | FALSE | FALSE | FALSE | 30.7 | 80.2
838 |  |  | 414 |  |  | 1 | 2000 | 2000 | [25 empty] | Solar |  |  | Inverter | [5 empty] | 20 | 151
839 |  |  | 214 |  |  | 1 | 455.175 | 455.175 | [25 empty] | Solar |  |  | Inverter | [5 empty] | 5 | 177
840 |  |  | 304 |  |  | 1 | 2827.2 | 2827.2 | [25 empty] | Solar |  |  | Inverter | [5 empty] | 20 | 180
842 |  |  | 377 |  |  | 1 | 129.68 | 129.68 | [25 empty] | Solar |  |  | Inverter | [5 empty] | 5 | 156
843 |  |  | 268 | Tecogen, Inc. | InVerde Ultra INV-100 | 1 | 100 | 100 | 700 | 700 | [22 empty] | 1 | Natural Gas | Reciprocating Engine | Indoor - Basement | Inverter | FALSE | FALSE | FALSE | 28.6 | 80.8
846 |  |  | 150 |  |  | 1 | 823.36 | 823.36 | [25 empty] | Solar |  |  | Inverter | [5 empty] | 25 | 180
848 |  |  | 175 |  |  | 1 | 650 | 650 | [25 empty] | Solar |  |  | Inverter | [5 empty] | 20 | 177
850 |  |  | 153 |  |  | 1 | 591.36 | 591.36 | [25 empty] | Solar |  |  | Inverter | [5 empty] | 4 | 127
856 |  |  | 207 |  |  | 1 | 1100.1 | 1100.1 | [25 empty] | Solar |  |  | Inverter | [5 empty] | 25 | 180
857 |  |  | 217 |  |  | 1 | 123 | 123 | [25 empty] | Solar |  |  | Inverter | [5 empty] | 10 | 168
860 |  |  | 362 |  |  | 1 | 184.14 | 184.14 | [25 empty] | Solar |  |  | Inverter | [5 empty] | 11.9 | 220
861 |  |  | 271 |  |  | 1 | 2092 | 2092 | [25 empty] | Solar |  |  | Inverter | [5 empty] | 25 | 180
862 |  |  | 1 | Capstone Turbine Corporation | C60 | 1 | 60 | 60 | [25 empty] | Natural Gas | Microturbine |  | Inverter |  |  |  | 28
863 |  |  | 156 |  |  | 1 | 494 | 494 | [25 empty] | Solar |  |  | Inverter | [5 empty] | 10 | 144
864 |  |  | 204 |  |  | 1 | 711.37 | 711.37 | [25 empty] | Solar |  |  | Inverter | [5 empty] | 12 | 150
865 |  |  | 115 |  |  | 1 | 196.35 | 196.35 | [25 empty] | Solar | [8 empty] | 5 | 212
866 |  |  | 247 |  |  | 1 | 2613 | 2613 | [25 empty] | Solar |  |  | Inverter | [5 empty] | 25 | 180
867 |  |  | 314 |  |  | 1 | 442.68 | 442.68 | [25 empty] | Solar |  |  | Inverter | [5 empty] | 11.9 | 172
869 |  |  | 70 |  |  | 3 | 2055 | 6165 | [25 empty] | Natural Gas | Reciprocating Engine
875 |  |  | 29 | Cummins | 334 GFBA | 4 | 334 | 1336 | [25 empty] | Natural Gas | Reciprocating Engine |  | Induction Generator
876 |  |  | 355 |  |  | 1 | 377.52 | 377.52 | [25 empty] | Solar |  |  | Inverter | [5 empty] | 8
877 |  |  | 238 |  |  | 1 | 942.4 | 942.4 | [25 empty] | Solar |  |  | Inverter | [5 empty] | 25 | 180
878 |  |  | 157 |  |  | 1 | 393.12 | 393.12 | [25 empty] | Solar |  |  | Inverter | [5 empty] | 10 | 200
882 |  |  | 91 |  |  | 4 | 75 | 300 | [25 empty] | Natural Gas | Reciprocating Engine |  | Inverter
883 |  |  | 158 |  |  | 1 | 240.24 | 240.24 | [25 empty] | Solar |  |  | Inverter | [5 empty] | 10 | 180
886 |  |  | 11 | Capstone Turbine Corporation | C60 | 3 | 60 | 180 | [25 empty] | Natural Gas | Microturbine |  | Inverter |  |  |  | 28
887 |  |  | 96 | Jenbacher | Type 420 Cylinder Engine | 1 | 1426 | 1426 | [25 empty] | Digester Gas | Reciprocating Engine |  | Synchronous Generator
888 |  |  | 393 | Aegis Energy Services, Inc. | Aegen TP-75LE | 1 | 75 | 75 | 523 | 523 | [22 empty] | 1 | Natural Gas | Reciprocating Engine | Indoor - Basement | Inverter | FALSE | FALSE | FALSE | 26.9 | 82.1
889 |  |  | 360 |  |  | 1 | 989.725 | 989.725 | [25 empty] | Solar |  |  | Inverter
890 |  |  | 6 | Plug Power | 5 kW Stack PEM Cells | 1 | 5 | 5 | [25 empty] | Natural Gas | Fuel Cell |  | Inverter |  |  |  | 30
891 |  |  | 59 | Guascor | MGG-712 | 1 | 380 | 380 | [25 empty] | Digester Gas | Reciprocating Engine |  | Synchronous Generator
892 |  |  | 222 |  |  | 1 | 99 | 99 | [25 empty] | Solar |  |  | Inverter | [5 empty] | 10 | 161
893 |  |  | 245 | Capstone Turbine Corporation | C800 | 1 | 800 | 800 | 4050 | 4050 | [22 empty] | 1 | Natural Gas | Microturbine | Indoor - Basement | Inverter | TRUE | FALSE | FALSE
894 |  |  | 191 | Clear Edge Power | PureCell Model 400 | 1 | 400 | 400 | [24 empty] | 1 | Natural Gas | Fuel Cell | Outdoor - Ground Level/Mounted | Inverter | FALSE | FALSE | FALSE
896 |  |  | 89 | Tecogen, Inc. | InVerde 100 | 3 | 100 | 300 | [25 empty] | Natural Gas | Reciprocating Engine |  | Inverter |  |  |  | 28.6 | 80.8
898 |  |  | 251 |  |  | 1 | 486.78 | 486.78 | [25 empty] | Solar |  |  | Inverter | [5 empty] | 3 | 168
899 |  |  | 155 |  |  | 1 | 385.52 | 385.52 | [25 empty] | Solar |  |  | Inverter | [5 empty] | 5 | 196
901 |  |  | 370 | Capstone Turbine Corporation | C65 | 3 | 65 | 195 | 561 | 1683 | [22 empty] | 3 | Natural Gas | Microturbine | Indoor - Basement |  | FALSE | FALSE | FALSE
902 |  |  | 400 | Aegis Energy Services, Inc. | Aegen PowerVerter PV-75 | 1 | 75 | 75 | 523 | 523 | [22 empty] | 1 | Natural Gas | Reciprocating Engine |  | Induction Generator | FALSE | FALSE | FALSE | 24.1 | 79.3
903 |  |  | 79 |  |  | 1 | 525 | 525 | [25 empty] | Natural Gas | Reciprocating Engine
904 |  |  | 294 |  |  | 1 | 300.12 | 300.12 | [25 empty] | Solar |  |  | Inverter | [5 empty] | 10 | 205
905 |  |  | 379 |  |  | 1 | 2525 | 2525 | [25 empty] | Solar |  |  | Inverter | [5 empty] | 20 | 180
906 |  |  | 187 | GE | Jenbacher 312 GS C81 | 1 | 541 | 541 | [24 empty] | 1 | Digester Gas | Reciprocating Engine | Indoor - Above Ground | Synchronous Generator | FALSE | FALSE | FALSE
920 |  |  | 302 | IntelliGen Power Systems | IntelliGen 160 | 2 | 160 | 320 | 828 | 1656 | [22 empty] | 2 | Natural Gas | Reciprocating Engine | Indoor - Basement |  | FALSE | FALSE | FALSE | 31 | 81
921 |  |  | 342 |  |  | 1 | 137.25 | 137.25 | [25 empty] | Solar |  |  | Inverter | [5 empty] | 10 | 169
922 |  |  | 249 |  |  | 1 | 1063.18 | 1063.18 | [25 empty] | Solar |  |  | Inverter
923 |  |  | 194 | Clear Edge Power | PureCell Model 400 | 1 | 400 | 400 | [24 empty] | 1 | Natural Gas | Fuel Cell |  | Inverter | FALSE | FALSE | FALSE
925 |  |  | 311 |  |  | 1 | 1600 | 1600 | [25 empty] | Landfill Gas | Reciprocating Engine
926 |  |  | 267 |  |  | 1 | 129.285 | 129.285 | [25 empty] | Solar |  |  | Inverter | [5 empty] | 5 | 188
927 |  |  | 371 | Aegis Energy Services, Inc. | Aegen TP-75LE | 1 | 75 | 75 | 523 | 523 | [22 empty] | 1 | Natural Gas | Reciprocating Engine | Indoor - Basement | Induction Generator | FALSE | FALSE | FALSE | 26.9 | 82.1
929 |  |  | 357 |  |  | 1 | 465.31 | 465.31 | [25 empty] | Solar |  |  | Inverter | [5 empty] | 20 | 180
931 |  |  | 372 | Tecogen, Inc. | InVerde Ultra INV-100 | 2 | 100 | 200 | 700 | 1400 | [22 empty] | 2 | Natural Gas | Reciprocating Engine | Indoor - Basement | Inverter | TRUE | FALSE | FALSE | 28.6 | 80.8
958 |  |  | 300 | Tecogen, Inc. | InVerde Ultra INV-100 | 1 | 100 | 100 | 700 | 700 | [22 empty] | 1 | Natural Gas | Reciprocating Engine | Indoor - Basement | Inverter | FALSE | FALSE | FALSE | 28.6 | 80.8
963 |  |  | 241 |  |  | 1 | 783.125 | 783.125 | [25 empty] | Solar |  |  | Inverter | [5 empty] | 10 | 200
964 |  |  | 176 | Capstone Turbine Corporation | C65 | 12 | 65 | 780 | 287.5 | 3450 | [22 empty] | 12 | Natural Gas | Microturbine | Outdoor - Rooftop | Synchronous Generator | TRUE | FALSE | FALSE | 25 | 71
965 |  |  | 129 |  |  | 1 | 241.345 | 241.345 | [25 empty] | Solar |  |  | Inverter | [5 empty] | 10 | 194
966 |  |  | 149 |  |  | 1 | 275.82 | 275.82 | [25 empty] | Solar |  |  | Inverter | [5 empty] | 10 | 205
967 |  |  | 416 |  |  | 1 | 566 | 566 | [25 empty] | Solar |  |  | Inverter | [5 empty] | 10 | 203
968 |  |  | 65 | Aegis Energy Services, Inc. | Aegen TP-75LE | 2 | 75 | 150 | 523 | 1046 | [22 empty] | 2 | Natural Gas | Reciprocating Engine | Indoor - Above Ground |  | FALSE | FALSE | FALSE | 26.9 | 82.1
970 |  |  | 23 | Caterpillar |  | 1 | 130 | 130 | [25 empty] | Digester Gas | Reciprocating Engine |  | Synchronous Generator
971 |  |  | 344 |  |  | 1 | 104.31 | 104.31 | [25 empty] | Solar |  |  | Inverter | [5 empty] | 10 | 184
972 |  |  | 331 |  |  | 1 | 343.2 | 343.2 | [25 empty] | Solar |  |  | Inverter | [5 empty] | 1 | 225
976 |  |  | 74 |  | PureCell 400 | 1 | 400 | 400 | [25 empty] | Natural Gas | Fuel Cell | [5 empty] | 90
977 |  |  | 127 |  |  | 1 | 175.23 | 175.23 | [25 empty] | Solar |  |  | Inverter | [5 empty] | 10 | 195
978 |  |  | 122 |  |  | 1 | 339.9 | 339.9 | [25 empty] | Solar |  |  | Inverter | [5 empty] | 10 | 168
979 |  |  | 210 |  |  | 1 | 744.345 | 744.345 | [25 empty] | Solar |  |  | Inverter | [5 empty] | 5 | 140
980 |  |  | 322 |  |  | 1 | 2604.62 | 2604.62 | [25 empty] | Solar |  |  | Inverter | [5 empty] | 25 | 180
981 |  |  | 172 |  |  | 1 | 387.5 | 387.5 | [25 empty] | Solar |  |  | Inverter | [5 empty] | 3 | 227
982 |  |  | 320 | Aegis Energy Services, Inc. | Aegen PowerVerter PV-75 LE | 1 | 75 | 75 | 523 | 523 | [22 empty] | 1 | Natural Gas | Reciprocating Engine | Indoor - Basement | Inverter | FALSE | FALSE | FALSE | 24.1 | 79.3
983 |  |  | 37 | Calnetix Power Solutions | TA-100 CHP | 1 | 800 | 800 | [25 empty] | Natural Gas | Microturbine |  | Inverter |  |  |  | 29.5
985 |  |  | 82 |  |  | 2 | 390 | 780 | [25 empty] | Natural Gas | Microturbine
987 |  |  | 351 |  |  | 1 | 200.08 | 200.08 | [25 empty] | Solar |  |  | Inverter | [5 empty] | 10 | 170
989 |  |  | 54 | Guascor | MGG-950 | 1 | 500 | 500 | [24 empty] | 1 | Digester Gas | Reciprocating Engine | Indoor - Above Ground | Synchronous Generator | FALSE | FALSE | FALSE |  |  |  |  | Iron Sponge
990 |  |  | 85 | Tecogen, Inc. | InVerde 100 | 1 | 100 | 100 | [25 empty] | Natural Gas | Reciprocating Engine |  | Inverter |  |  |  | 28.6 | 80.8
991 |  |  | 396 |  |  | 1 | 581.4 | 581.4 | [25 empty] | Solar |  |  | Inverter | [5 empty] | 25 | 180
1000 |  |  | 295 |  |  | 1 | 166.32 | 166.32 | [25 empty] | Solar |  |  | Inverter | [5 empty] | 11.9 | 160
1003 |  |  | 261 | Tecogen, Inc. | InVerde Ultra INV-100 | 3 | 100 | 300 | 700 | 2100 | [22 empty] | 3 | Natural Gas | Reciprocating Engine | Indoor - Basement | Inverter | FALSE | FALSE | FALSE | 28.6 | 80.8
1004 |  |  | 145 |  |  | 1 | 2700 | 2700 | [25 empty] | Solar |  |  | Inverter | [5 empty] | 25 | 180
1007 |  |  | 380 |  |  | 1 | 394.8 | 394.8 | [25 empty] | Solar |  |  | Inverter
1009 |  |  | 19 | CoastIntelligen | CI-60 | 2 | 60 | 120 | 490 | 980 | [22 empty] | 2 | Natural Gas | Reciprocating Engine | Outdoor - Ground Level/Mounted | Induction Generator | FALSE | FALSE | FALSE | 25 | 85
1010 |  |  | 104 |  |  | 1 | 282.15 | 282.15 | [25 empty] | Solar | [8 empty] | 10 | 159
1013 |  |  | 285 |  |  | 1 | 728.7 | 728.7 | [25 empty] | Solar |  |  | Inverter | [5 empty] | 5 | 204
1019 |  |  | 218 |  |  | 1 | 99 | 99 | [25 empty] | Solar |  |  | Inverter | [5 empty] | 10 | 168
1020 |  |  | 216 |  |  | 1 | 68 | 68 | [25 empty] | Solar |  |  | Inverter | [5 empty] | 10 | 168
1021 |  |  | 346 |  |  | 1 | 131.76 | 131.76 | [25 empty] | Solar |  |  | Inverter | [5 empty] | 10 | 203
1022 |  |  | 111 |  |  | 1 | 282.15 | 282.15 | [25 empty] | Solar |  |  | Inverter | [5 empty] | 10 | 173
1023 |  |  | 110 |  |  | 1 | 334.125 | 334.125 | [25 empty] | Solar |  |  | Inverter | [5 empty] | 10 | 180
1024 |  |  | 227 | Aegis Energy Services, Inc. | Aegen TP-75LE | 1 | 75 | 75 | 523 | 523 | [22 empty] | 1 | Natural Gas | Reciprocating Engine | Indoor - Basement | Inverter | FALSE | FALSE | FALSE | 26.9 | 82.1
1025 |  |  | 394 |  |  | 1 | 265.2 | 265.2 | [25 empty] | Solar |  |  | Inverter | [5 empty] | 8
1028 |  |  | 121 | SDP Energy | MAN 250 | 7 | 250 | 1750 | 1331.429 | 9320.003 | [22 empty] | 7 | Natural Gas | Reciprocating Engine | Outdoor - Rooftop | Induction Generator | FALSE | FALSE | FALSE | 34.8 | 85.8
1029 |  |  | 239 |  |  | 1 | 79.56 | 79.56 | [25 empty] | Solar |  |  | Inverter | [5 empty] | 5 | 210
1031 |  |  | 368 |  |  | 1 | 456.96 | 456.96 | [25 empty] | Solar |  |  | Inverter | [5 empty] | 11.9 | 136
1032 |  |  | 415 |  |  | 1 | 498.96 | 498.96 | [25 empty] | Solar |  |  | Inverter | [5 empty] | 30 | 180
1033 |  |  | 38 | Caterpillar | 3508 | 1 | 380 | 380 | [25 empty] | Digester Gas | Reciprocating Engine |  | Induction Generator
1034 |  |  | 142 |  |  | 1 | 192.27 | 192.27 | [25 empty] | Solar |  |  | Inverter | [5 empty] | 34 | 180
1035 |  |  | 417 |  |  | 1 | 2903.04 | 2903.04 | [25 empty] | Solar |  |  | Inverter | [5 empty] | 25 | 180
1036 |  |  | 374 |  |  | 1 | 2445 | 2445 | [25 empty] | Solar |  |  | Inverter | [5 empty] | 25 | 180
1037 |  |  | 120 | Solar Turbines | Centaur 50 | 1 | 4500 | 4500 | [25 empty] | Natural Gas | Simple-Cycle Gas Turbine |  | Synchronous Generator
1040 |  |  | 58 |  |  | 5 | 100 | 500 | [25 empty] | Natural Gas | Reciprocating Engine |  | Induction Generator |  |  |  | 30.4
1043 |  |  | 378 |  |  | 1 | 2804 | 2804 | [25 empty] | Solar |  |  | Inverter | [5 empty] | 20 | 180
1044 |  |  | 407 |  |  | 1 | 2695.68 | 2695.68 | [25 empty] | Solar |  |  | Inverter | [5 empty] | 20 | 180
1045 |  |  | 105 | 1469 Lightway | 240W | 1 | 352.56 | 352.56 | [25 empty] | Solar | [8 empty] | 10 | 217
1047 |  |  | 297 | Aegis Energy Services, Inc. | Aegen TP-75LE | 1 | 75 | 75 | 523 | 523 | [22 empty] | 1 | Natural Gas | Reciprocating Engine | Indoor - Basement | Synchronous Generator | FALSE | FALSE | FALSE | 26.9 | 82.1
1048 |  |  | 369 |  |  | 1 | 412.35 | 412.35 | [25 empty] | Solar |  |  | Inverter | [5 empty] | 11.9 | 136
1051 |  |  | 283 |  |  | 1 | 650.87 | 650.87 | [25 empty] | Solar |  |  | Inverter
1052 |  |  | 221 | Solar Turbines | Mercury 50-6000R | 1 | 4600 | 4600 | 76911 | 76911 | [22 empty] | 1 | Natural Gas | Simple-Cycle Gas Turbine | Indoor - Basement | Synchronous Generator | FALSE | FALSE | FALSE | 32.2 | 72.69
1061 |  |  | 409 |  |  | 1 | 479.709 | 479.709 | [25 empty] | Solar |  |  | Inverter | [5 empty] | 5.97 | 169
1062 |  |  | 240 |  |  | 1 | 487.31 | 487.31 | [25 empty] | Solar |  |  | Inverter | [5 empty] | 5 | 158
1063 |  |  | 296 |  |  | 1 | 148.5 | 148.5 | [25 empty] | Solar |  |  | Inverter | [5 empty] | 11.9 | 165
1068 |  |  | 248 | Tecogen, Inc. | InVerde 100 | 4 | 100 | 400 | [24 empty] | 4 | Natural Gas | Reciprocating Engine | Indoor - Basement | Inverter | FALSE | FALSE | FALSE | 28.6 | 80.8
1070 |  |  | 375 |  |  | 1 | 359.1 | 359.1 | [25 empty] | Solar |  |  | Inverter | [5 empty] | 30 | 192
1071 |  |  | 358 |  |  | 1 | 852.15 | 852.15 | [25 empty] | Solar |  |  | Inverter | [5 empty] | 25 | 180
1073 |  |  | 212 |  |  | 1 | 492.66 | 492.66 | [25 empty] | Solar |  |  | Inverter | [5 empty] | 5 | 182
1075 |  |  | 50 |  |  | 3 | 65 | 195 | [25 empty] | Natural Gas | Microturbine
1077 |  |  | 83 | Aegis Energy Services, Inc. | Aegen TP-75LE | 1 | 75 | 75 | 523 | 523 | [23 empty] | Natural Gas | Reciprocating Engine |  | Induction Generator |  |  |  | 26.9 | 82.1
1078 |  |  | 338 |  |  | 1 | 381.92 | 381.92 | [25 empty] | Solar |  |  | Inverter | [5 empty] | 5 | 196
1079 |  |  | 275 | Aegis Energy Services, Inc. | Aegen TP-75LE | 1 | 75 | 75 | 523 | 523 | [22 empty] | 1 | Natural Gas | Reciprocating Engine | Indoor - Basement | Synchronous Generator | FALSE | FALSE | FALSE | 26.9 | 82.1
1080 |  |  | 196 |  |  | 1 | 341.33 | 341.33 | [25 empty] | Solar |  |  | Inverter | [5 empty] | 20 | 150
1081 |  |  | 329 |  |  | 1 | 1362.13 | 1362.13 | [25 empty] | Solar |  |  | Inverter | [5 empty] | 10 | 180
1083 |  |  | 2 | CoastIntelligen | 150-IC with ECS | 2 | 150 | 300 | [25 empty] | Natural Gas | Reciprocating Engine |  | Induction Generator |  |  |  | 21.2
1084 |  |  | 169 |  |  | 1 | 539.5 | 539.5 | [25 empty] | Solar |  |  | Inverter | [5 empty] | 10 | 203
1085 |  |  | 173 |  |  | 1 | 306.6 | 306.6 | [25 empty] | Solar |  |  | Inverter | [5 empty] | 12 | 212
1086 |  |  | 392 |  |  | 1 | 591.5 | 591.5 | [25 empty] | Solar |  |  | Inverter | [5 empty] | 30 | 180
1093 |  |  | 32 |  |  | 1 | 100 | 100 | [25 empty] | Digester Gas | Reciprocating Engine |  | Induction Generator
1094 |  |  | 243 |  |  | 1 | 106.08 | 106.08 | [25 empty] | Solar |  |  | Inverter | [5 empty] | 5 | 211
1095 |  |  | 102 | Guascor | HGM 560 | 1 | 1000 | 1000 | [24 empty] | 1 | Digester Gas | Reciprocating Engine | Indoor - Above Ground | Synchronous Generator | FALSE | FALSE | FALSE
1096 |  |  | 333 |  |  | 1 | 362.3 | 362.3 | [25 empty] | Solar |  |  | Inverter | [5 empty] | 10 | 218
1098 |  |  | 211 |  |  | 1 | 385.56 | 385.56 | [25 empty] | Solar |  |  | Inverter | [5 empty] | 5 | 181
1101 |  |  | 76 |  |  | 3 | 100 | 300 | [25 empty] | Natural Gas | Reciprocating Engine |  | Inverter
1105 |  |  | 77 |  |  | 4 | 65 | 260 | [25 empty] | Natural Gas | Microturbine
1107 |  |  | 395 |  |  | 1 | 2801.16 | 2801.16 | [25 empty] | Solar |  |  | Inverter | [5 empty] | 20 | 180
1113 |  |  | 63 |  |  | 2 | 325 | 650 | [25 empty] | Natural Gas | Microturbine
1114 |  |  | 266 |  |  | 1 | 355.63 | 355.63 | [25 empty] | Solar |  |  | Inverter | [5 empty] | 20 | 180
1118 |  |  | 171 |  |  | 1 | 691.15 | 691.15 | [25 empty] | Solar |  |  | Inverter | [5 empty] | 10 | 227
1119 |  |  | 391 | Aegis Energy Services, Inc. | Aegen PowerVerter PV-75 | 1 | 75 | 75 | 523 | 523 | [22 empty] | 1 | Natural Gas | Reciprocating Engine | Indoor - Basement | Inverter | FALSE | FALSE | FALSE
1120 |  |  | 284 |  |  | 1 | 406.13 | 406.13 | [25 empty] | Solar |  |  | Inverter | [5 empty] | 41.51 | 218
1122 |  |  | 269 | Capstone Turbine Corporation | Capstone CR65-ICHP | 4 | 65 | 260 | 250 | 1000 | [22 empty] | 4 | Digester Gas | Microturbine | Indoor - Basement | Induction Generator | FALSE | FALSE | FALSE | 25 | 71
1132 |  |  | 80 |  |  | 2 | 1250 | 2500 | [25 empty] | Natural Gas | Reciprocating Engine |  | Synchronous Generator
1133 |  |  | 148 |  |  | 1 | 591.36 | 591.36 | [25 empty] | Solar |  |  | Inverter | [5 empty] | 4 | 127
1134 |  |  | 117 |  |  | 1 | 178.8 | 178.8 | [25 empty] | Solar |  |  | Inverter | [5 empty] | 10 | 213
1137 |  |  | 376 |  |  | 1 | 1308 | 1308 | [25 empty] | Solar |  |  | Inverter | [5 empty] | 25 | 180
1140 |  |  | 84 | Aegis Energy Services, Inc. | Aegen TP-75LE | 2 | 75 | 150 | 523 | 1046 | [23 empty] | Natural Gas | Reciprocating Engine |  | Induction Generator |  |  |  | 26.9 | 82.1
1141 |  |  | 401 |  |  | 1 | 665.28 | 665.28 | [25 empty] | Solar |  |  | Inverter | [5 empty] | 25 | 180
1142 |  |  | 220 | Bloom Energy | ES-5710 | 1 | 262.5 | 262.5 | [24 empty] | 1 | Natural Gas | Fuel Cell | Outdoor - Ground Level/Mounted | Inverter | FALSE | FALSE | FALSE
1143 |  |  | 282 | Caterpillar | G3520C | 1 | 2055 | 2055 | [24 empty] | 1 | Natural Gas | Reciprocating Engine | Indoor - Basement | Synchronous Generator | TRUE | TRUE | FALSE
1145 |  |  | 309 | Tecogen, Inc. | InVerde Ultra INV-100 | 2 | 100 | 200 | 700 | 1400 | [22 empty] | 2 | Natural Gas | Reciprocating Engine | Indoor - Basement | Inverter | FALSE | FALSE | FALSE | 28.6 | 80.8
1149 |  |  | 88 |  |  | 3 | 770 | 2310 | [25 empty] | Natural Gas | Reciprocating Engine
1150 |  |  | 348 |  |  | 1 | 367.83 | 367.83 | [25 empty] | Solar |  |  | Inverter | [5 empty] | 10 | 220
1152 |  |  | 93 | Guascor | SFGLD240 | 1 | 300 | 300 | [24 empty] | 1 | Digester Gas | Reciprocating Engine | Indoor - Above Ground | Synchronous Generator | FALSE | FALSE | FALSE
1154 |  |  | 112 |  |  | 1 | 243.38 | 243.38 | [25 empty] | Solar |  |  | Inverter | [5 empty] | 10 | 217
1156 |  |  | 8 | Ingersoll-Rand | I-R PowerWorks 70 | 1 | 70 | 70 | [25 empty] | Natural Gas | Microturbine |  | Inverter |  |  |  | 28
1157 |  |  | 168 |  |  | 1 | 283.36 | 283.36 | [25 empty] | Solar |  |  | Inverter | [5 empty] | 10 | 196
1160 |  |  | 75 |  | PureCell 200 | 1 | 200 | 200 | [25 empty] | Natural Gas | Fuel Cell |  | Induction Generator
1161 |  |  | 132 |  |  | 1 | 708.936 | 708.936 | [25 empty] | Solar |  |  | Inverter | [5 empty] | 5 | 185
1162 |  |  | 382 |  |  | 1 | 248.85 | 248.85 | [25 empty] | Solar |  |  | Inverter | [5 empty] | 5 | 199
1163 |  |  | 325 |  |  | 1 | 325 | 325 | [25 empty] | Solar |  |  | Inverter | [5 empty] | 10 | 178
1164 |  |  | 354 |  |  | 1 | 234.93 | 234.93 | [25 empty] | Solar |  |  | Inverter | [5 empty] | 26 | 180
1165 |  |  | 90 |  |  | 3 | 100 | 300 | [25 empty] | Natural Gas | Reciprocating Engine |  | Inverter |  |  |  | 30.4
1168 |  |  | 279 | Tecogen, Inc. | InVerde Ultra INV-100 | 3 | 100 | 300 | 700 | 2100 | [22 empty] | 3 | Natural Gas | Reciprocating Engine | Indoor - Basement | Inverter | TRUE | FALSE | FALSE | 28.6 | 80.8
1177 |  |  | 403 |  |  | 1 | 495.04 | 495.04 | [25 empty] | Solar |  |  | Inverter | [5 empty] | 11.9 | 158
1179 |  |  | 326 | Tecogen, Inc. | InVerde Ultra INV-100 | 2 | 100 | 200 | 700 | 1400 | [22 empty] | 2 | Natural Gas | Reciprocating Engine | Indoor - Basement | Inverter | FALSE | FALSE | FALSE | 28.6 | 80.8
1182 |  |  | 25 | Waukesha | VGF 48GL | 2 | 750 | 1500 | [25 empty] | Natural Gas | Reciprocating Engine |  | Induction Generator |  |  |  | 33.9
1183 |  |  | 408 |  |  | 1 | 2827.2 | 2827.2 | [25 empty] | Solar |  |  | Inverter | [5 empty] | 20 | 180
1185 |  |  | 101 |  |  | 2 | 55 | 110 | [25 empty] | Natural Gas | Reciprocating Engine |  | Induction Generator
1186 |  |  | 30 | Daewoo | GE08TIR/C | 1 | 140 | 140 | [25 empty] | Natural Gas | Reciprocating Engine |  | Synchronous Generator |  |  |  | 30.9
1187 |  |  | 332 |  |  | 1 | 203.13 | 203.13 | [25 empty] | Solar |  |  | Inverter | [5 empty] | 10 | 180
1188 |  |  | 340 |  |  | 1 | 98.82 | 98.82 | [25 empty] | Solar |  |  | Inverter | [5 empty] | 10 | 170
1189 |  |  | 350 |  |  | 1 | 532.53 | 532.53 | [25 empty] | Solar |  |  | Inverter | [5 empty] | 10 | 151
1190 |  |  | 16 | Capstone Turbine Corporation | C60 | 2 | 60 | 120 | [25 empty] | Natural Gas | Microturbine |  | Inverter |  |  |  | 28
1192 |  |  | 319 | Fuji Electric | FP-100i | 1 | 100 | 100 | [24 empty] | 1 | Natural Gas | Fuel Cell | Outdoor - Ground Level/Mounted | Inverter | FALSE | FALSE | FALSE
1193 |  |  | 174 |  |  | 1 | 303.05 | 303.05 | [25 empty] | Solar |  |  | Inverter | [5 empty] | 30 | 180
1194 |  |  | 349 |  |  | 1 | 120.78 | 120.78 | [25 empty] | Solar |  |  | Inverter | [5 empty] | 10 | 197
1195 |  |  | 232 |  |  | 1 | 128.52 | 128.52 | [25 empty] | Solar |  |  | Inverter | [5 empty] | 5 | 170
1196 |  |  | 140 |  |  | 1 | 742.6 | 742.6 | [25 empty] | Solar |  |  | Inverter | [5 empty] | 34 | 180
1197 |  |  | 60 |  |  | 3 | 12500 | 37500 | [25 empty] | Natural Gas | Combined-Cycle Gas Turbine |  | Induction Generator
1201 |  |  | 141 | Aegis Energy Services, Inc. | Aegen TP-75LE | 2 | 75 | 150 | 523 | 1046 | [22 empty] | 2 | Natural Gas | Reciprocating Engine | Indoor - Basement | Induction Generator | FALSE | FALSE | FALSE | 26.9 | 82.1
1203 |  |  | 263 |  |  | 1 | 221 | 221 | [25 empty] | Solar |  |  | Inverter | [5 empty] | 20 | 181
1207 |  |  | 33 | Tecogen, Inc. | CM-75 | 4 | 75 | 300 | [25 empty] | Natural Gas | Reciprocating Engine |  | Induction Generator |  |  |  | 26
1209 |  |  | 213 |  |  | 1 | 524.79 | 524.79 | [25 empty] | Solar |  |  | Inverter | [5 empty] | 5 | 174
1210 |  |  | 15 | Caterpillar | DM7915 | 1 | 2200 | 2200 | [25 empty] | Distillate Oil | Reciprocating Engine |  | Induction Generator |  |  |  | 37.6
1213 |  |  | 15 |  |  | 1 | 770 | 770 | [25 empty] | Natural Gas | Reciprocating Engine |  | Induction Generator |  |  |  | 28
1214 |  |  | 15 | Caterpillar | DM5498 | 3 | 1350 | 4050 | [25 empty] | Natural Gas | Reciprocating Engine |  | Induction Generator |  |  |  | 35.3
1215 |  |  | 15 | Caterpillar | G3516 | 1 | 825 | 825 | [25 empty] | Other Gas | Reciprocating Engine |  | Induction Generator |  |  |  | 36.3
1216 |  |  | 383 |  |  | 1 | 135.85 | 135.85 | [25 empty] | Solar |  |  | Inverter | [5 empty] | 5 | 187
1217 |  |  | 236 |  |  | 1 | 375.76 | 375.76 | [25 empty] | Solar |  |  | Inverter
1218 |  |  | 288 |  |  | 1 | 400.77 | 400.77 | [25 empty] | Solar |  |  | Inverter | [5 empty] | 20 | 180
1219 |  |  | 195 |  |  | 1 | 300 | 300 | [25 empty] | Solar |  |  | Inverter | [5 empty] | 10 | 200
1221 |  |  | 345 |  |  | 1 | 159.21 | 159.21 | [25 empty] | Solar |  |  | Inverter | [5 empty] | 10 | 209
1223 |  |  | 411 | Aegis Energy Services, Inc. | Aegen PowerVerter PV-200 | 2 | 200 | 400 | 1286.4 | 2572.8 | [22 empty] | 2 | Natural Gas | Reciprocating Engine | Indoor - Basement | Induction Generator | FALSE | FALSE | FALSE | 24.8 | 76.5
1224 |  |  | 321 |  |  | 1 | 1562 | 1562 | [25 empty] | Solar |  |  | Inverter | [5 empty] | 30 | 180
1225 |  |  | 137 |  |  | 1 | 270.27 | 270.27 | [25 empty] | Solar | Solar PV |  | Inverter
1228 |  |  | 235 |  |  | 1 | 2316.78 | 2316.78 | [25 empty] | Solar |  |  | Inverter | [5 empty] | 20 | 180
1229 |  |  | 62 |  | PureCell 400 | 1 | 400 | 400 | [25 empty] | Natural Gas | Fuel Cell
1230 |  |  | 361 |  |  | 1 | 1510 | 1510 | [25 empty] | Solar |  |  | Inverter | [5 empty] | 30 | 180
1231 |  |  | 307 |  |  | 1 | 493 | 493 | [25 empty] | Solar |  |  | Inverter
1232 |  |  | 161 |  |  | 1 | 96.792 | 96.792 | [25 empty] | Solar |  |  | Inverter | [5 empty] | 10 | 195
1233 |  |  | 410 |  |  | 1 | 996.48 | 996.48 | [25 empty] | Solar |  |  | Inverter
1234 |  |  | 139 |  |  | 1 | 310.2 | 310.2 | [25 empty] | Solar |  |  | Inverter | [5 empty] | 10 | 190
1235 |  |  | 299 |  |  | 1 | 421.8 | 421.8 | [25 empty] | Solar |  |  | Inverter | [5 empty] | 10 | 180
1236 |  |  | 193 | Clear Edge Power | PureCell Model 400 | 2 | 400 | 800 | [24 empty] | 2 | Natural Gas | Fuel Cell |  | Inverter | FALSE | FALSE | FALSE
1237 |  |  | 201 |  |  | 1 | 312.13 | 312.13 | [25 empty] | Solar |  |  | Inverter | [5 empty] | 20 | 178
1238 |  |  | 367 |  |  | 1 | 2800.98 | 2800.98 | [25 empty] | Solar |  |  | Inverter | [5 empty] | 25 | 180
1240 |  |  | 107 |  |  | 1 | 88.944 | 88.944 | [25 empty] | Solar |  |  | Inverter | [6 empty] | 150
1241 |  |  | 66 |  |  | 1 | 195 | 195 | [25 empty] | Natural Gas | Microturbine
1242 |  |  | 280 | Guascor | HGM 240 | 1 | 456 | 456 | [24 empty] | 1 | Digester Gas | Reciprocating Engine | Indoor - Above Ground | Synchronous Generator | FALSE | FALSE | FALSE | 35.8 | 80.2 |  |  | Biological Scrubber
1243 |  |  | 328 | Aegis Energy Services, Inc. | Aegen PowerVerter PV-75 LE | 2 | 75 | 150 | 523 | 1046 | [22 empty] | 2 | Natural Gas | Reciprocating Engine | Indoor - Basement | Inverter | FALSE | FALSE | FALSE | 24.1 | 79.3
1245 |  |  | 46 | Capstone Turbine Corporation | C30 | 1 | 30 | 30 | [25 empty] | Digester Gas | Microturbine |  | Synchronous Generator
1247 |  |  | 61 |  |  | 2 | 250 | 500 | [25 empty] | Natural Gas | Steam Turbine
1248 |  |  | 56 | Guascor | SFGLD 240 | 1 | 300 | 300 | [24 empty] | 1 | Digester Gas | Reciprocating Engine | Indoor - Above Ground | Synchronous Generator | FALSE | FALSE | FALSE |  |  |  |  | Biological Scrubber
1249 |  |  | 388 |  |  | 1 | 418.88 | 418.88 | [25 empty] | Solar |  |  | Inverter | [5 empty] | 11.9 | 182
1250 |  |  | 143 |  |  | 1 | 126 | 126 | [25 empty] | Solar |  |  | Inverter | [5 empty] | 5 | 211
1251 |  |  | 273 |  |  | 1 | 848.64 | 848.64 | [25 empty] | Solar |  |  | Inverter | [5 empty] | 2 | 150
1252 |  |  | 242 | Aegis Energy Services, Inc. | Aegen TP-75LE | 1 | 75 | 75 | 523 | 523 | [22 empty] | 1 | Natural Gas | Reciprocating Engine | Indoor - Basement | Inverter | FALSE | FALSE | FALSE | 26.9 | 82.1
1253 |  |  | 163 |  |  | 1 | 280 | 280 | [25 empty] | Solar |  |  | Inverter | [5 empty] | 15 | 175
1254 |  |  | 181 |  |  | 1 | 117 | 117 | [25 empty] | Solar |  |  | Inverter | [5 empty] | 3
1256 |  |  | 413 |  |  | 1 | 2489.13 | 2489.13 | [25 empty] | Solar |  |  | Inverter | [5 empty] | 30 | 180
1260 |  |  | 364 |  |  | 1 | 345.96 | 345.96 | [25 empty] | Solar |  |  | Inverter | [5 empty] | 8
1261 |  |  | 154 |  |  | 1 | 239.54 | 239.54 | [25 empty] | Solar |  |  | Inverter | [5 empty] | 15 | 170
1263 |  |  | 306 | Stonewell Distributed Power | SDPM250EV12MI4 | 3 | 250 | 750 | 1248.8 | 3746.4 | [22 empty] | 3 | Natural Gas | Reciprocating Engine | Indoor - Basement | Induction Generator | TRUE | FALSE | FALSE | 34.1
1265 |  |  | 106 | NingoBo Solar | 280 | 1 | 172 | 172 | [25 empty] | Solar | [8 empty] | 10 | 169
1266 |  |  | 223 |  |  | 1 | 125.4 | 125.4 | [25 empty] | Solar |  |  | Inverter | [5 empty] | 10 | 161
1268 |  |  | 425 | Tecogen, Inc. | InVerde Ultra INV-100 | 1 | 100 | 100 | 700 | 700 | [22 empty] | 1 | Natural Gas | Reciprocating Engine | Indoor - Basement | Inverter | FALSE | FALSE | FALSE | 28.6 | 80.8
1270 |  |  | 422 |  |  | 1 | 2827.2 | 2827.2 | [25 empty] | Solar |  |  | Inverter | [5 empty] | 20 | 180
1272 |  |  | 423 |  |  | 1 | 1368.9 | 1368.9 | [25 empty] | Solar |  |  | Inverter | [5 empty] | 25 | 180
1275 |  |  | 424 |  |  | 1 | 1131 | 1131 | [25 empty] | Solar |  |  | Inverter | [5 empty] | 30 | 180
1277 |  |  | 427 |  |  | 1 | 456.63 | 456.63 | [25 empty] | Solar |  |  | Inverter
1278 |  |  | 426 |  |  | 1 | 261.27 | 261.27 | [25 empty] | Solar |  |  | Inverter | [5 empty] | 10 | 180
1279 |  |  | 418 |  |  | 1 | 471.58 | 471.58 | [25 empty] | Solar |  |  | Inverter | [5 empty] | 10 | 181
1284 |  |  | 432 | Tecogen, Inc. | CM - 100 | 12 | 100 | 1200 | 732 | 8784 | [22 empty] | 12 | Natural Gas | Reciprocating Engine | Indoor - Basement | Inverter | TRUE | FALSE | FALSE | 28.6 | 80.8
1293 |  |  | 420 | Caterpillar | G3508 | 1 | 375 | 375 | [24 empty] | 1 | Digester Gas | Reciprocating Engine | Indoor - Basement | Synchronous Generator | FALSE | FALSE | FALSE |  |  |  |  | Iron Sponge
1296 |  |  | 428 |  |  | 1 | 1627.92 | 1627.92 | [25 empty] | Solar |  |  | Inverter | [5 empty] | 25 | 180
1297 |  |  | 419 | IntelliGen Power Systems | IC-250 | 1 | 250 | 250 | [24 empty] | 1 | Natural Gas | Reciprocating Engine | Outdoor - Rooftop | Inverter | TRUE | FALSE | FALSE |  | 81.003
1298 |  |  | 431 | Aegis Energy Services, Inc. | Aegen PowerVerter PV-75 | 1 | 75 | 75 | 523 | 523 | [22 empty] | 1 | Natural Gas | Reciprocating Engine | Indoor - Basement | Synchronous Generator | FALSE | FALSE | FALSE | 24.1 | 79.3
1299 |  |  | 429 | Aegis Energy Services, Inc. | Aegen PowerVerter PV-100 | 2 | 100 | 200 | 697 | 1394 | [22 empty] | 2 | Natural Gas | Reciprocating Engine | Indoor - Basement | Synchronous Generator | FALSE | FALSE | FALSE | 25.2 | 76.9
1301 |  |  | 430 | Aegis Energy Services, Inc. | Aegen PowerVerter PV-100 | 1 | 100 | 100 | 643 | 643 | [22 empty] | 1 | Natural Gas | Reciprocating Engine | Indoor - Basement | Synchronous Generator | FALSE | FALSE | FALSE | 25.2 | 76.9
1302 |  |  | 434 | Aegis Energy Services, Inc. | Aegen PowerVerter PV-100 | 2 | 100 | 200 | 642 | 1284 | [22 empty] | 2 | Natural Gas | Reciprocating Engine | Indoor - Basement | Synchronous Generator | FALSE | FALSE | FALSE | 25.2 | 76.9
1304 |  |  | 433 |  |  | 1 | 589.12 | 589.12 | [25 empty] | Solar |  |  | Inverter | [5 empty] | 5 | 180
1306 |  |  | 440 |  |  | 1 | 718.092 | 718.092 | [25 empty] | Solar |  |  | Inverter | [5 empty] | 10 | 183
1307 |  |  | 450 |  |  | 1 | 2482.52 | 2482.52 | [25 empty] | Solar |  |  | Inverter | [5 empty] | 30 | 180
1308 |  |  | 451 | Yanmar | CP35D1Z | 2 | 35 | 70 | 202 | 404 | [22 empty] | 2 | Natural Gas | Reciprocating Engine | Indoor - Basement | Inverter | FALSE | FALSE | FALSE
1310 |  |  | 439 | Yanmar | CP35D1 | 2 | 35 | 70 | 202 | 404 | [22 empty] | 2 | Natural Gas | Reciprocating Engine | Indoor - Basement | Inverter | FALSE | FALSE | FALSE | 25.2 | 78.6
1312 |  |  | 447 |  |  | 1 | 2131.56 | 2131.56 | [25 empty] | Solar |  |  | Inverter | [5 empty] | 20 | 180
1314 |  |  | 446 | IntelliGen Power Systems | IntelliGen 80 | 1 | 80 | 80 | 406 | 406 | [22 empty] | 1 | Natural Gas | Reciprocating Engine | Indoor - Basement | Inverter | FALSE | FALSE | FALSE
1315 |  |  | 446 | IntelliGen Power Systems | IntelliGen 160 | 2 | 160 | 320 | 828 | 1656 | [22 empty] | 2 | Natural Gas | Reciprocating Engine | Indoor - Basement | Inverter | FALSE | FALSE | FALSE
1316 |  |  | 435 |  |  | 1 | 378 | 378 | [25 empty] | Solar |  |  | Inverter | [5 empty] | 10 | 150
1317 |  |  | 442 | Yanmar | CP35D1 | 1 | 35 | 35 | 202 | 202 | [22 empty] | 1 | Natural Gas | Reciprocating Engine | Indoor - Basement | Inverter | FALSE | FALSE | FALSE | 25.2 | 78.6
1318 |  |  | 444 | Yanmar | CP35D1 | 1 | 35 | 35 | 202 | 202 | [22 empty] | 1 | Natural Gas | Reciprocating Engine | Indoor - Basement | Inverter | FALSE | FALSE | FALSE | 25.2 | 78.6
1319 |  |  | 443 | Yanmar | CP35D1 | 1 | 35 | 35 | 202 | 202 | [22 empty] | 1 | Natural Gas | Reciprocating Engine | Indoor - Basement | Inverter | FALSE | FALSE | FALSE | 25.2 | 78.6
1321 |  |  | 453 |  |  | 1 | 2600 | 2600 | [25 empty] | Solar |  |  | Inverter | [5 empty] | 25 | 180
1327 |  |  | 437 | Yanmar | CP35D1 | 3 | 35 | 105 | 202 | 606 | [22 empty] | 3 | Natural Gas | Reciprocating Engine | Indoor - Basement | Inverter | FALSE | FALSE | FALSE | 25.2 | 78.6
1328 |  |  | 448 |  |  | 1 | 120.9 | 120.9 | [25 empty] | Solar |  |  | Inverter | [5 empty] | 8
1330 |  |  | 441 | Yanmar | CP35D1 | 1 | 35 | 35 | 202 | 202 | [22 empty] | 1 | Natural Gas | Reciprocating Engine | Indoor - Basement | Inverter | FALSE | FALSE | FALSE | 25.2 | 78.6
1331 |  |  | 456 |  |  | 1 | 1298.08 | 1298.08 | [25 empty] | Solar |  |  | Inverter | [5 empty] | 30 | 180
1332 |  |  | 454 |  |  | 1 | 2433.9 | 2433.9 | [25 empty] | Solar |  |  | Inverter | [5 empty] | 25 | 180
1333 |  |  | 436 |  |  | 1 | 378 | 378 | [25 empty] | Solar |  |  | Inverter | [5 empty] | 10 | 150
1334 |  |  | 455 | IntelliGen Power Systems | IntelliGen 150 | 1 | 150 | 150 | 826 | 826 | [22 empty] | 1 | Natural Gas | Reciprocating Engine | Indoor - Basement | Induction Generator | FALSE | FALSE | FALSE | 33.5
1335 |  |  | 449 |  |  | 1 | 2035.5 | 2035.5 | [25 empty] | Solar |  |  | Inverter | [5 empty] | 25 | 180
1341 |  |  | 457 | Yanmar | CP35DIZ-TNUG | 6 | 35 | 210 | 202 | 1212 | [22 empty] | 6 | Natural Gas | Reciprocating Engine | Indoor - Basement | Inverter | FALSE | FALSE | FALSE
1342 |  |  | 445 | Capstone Turbine Corporation | C65 | 1 | 65 | 65 | [24 empty] | 1 | Natural Gas | Microturbine | Indoor - Basement | Synchronous Generator | FALSE | FALSE | FALSE | 25 | 71
1346 |  |  | 452 | Yanmar | CP35D1 | 3 | 35 | 105 | 202 | 606 | [22 empty] | 3 | Natural Gas | Reciprocating Engine | Indoor - Basement | Inverter | FALSE | FALSE | FALSE
1347 |  |  | 458 |  |  | 1 | 521.52 | 521.52 | [25 empty] | Solar |  |  | Inverter | [5 empty] | 10 | 150
1350 |  |  | 459 |  |  | 1 | 1115.49 | 1115.49 | [25 empty] | Solar |  |  | Inverter | [5 empty] | 0 | 0
1351 |  |  | 460 |  |  | 1 | 1092 | 1092 | [25 empty] | Solar |  |  | Inverter | [5 empty] | 30 | 180
1352 |  |  | 461 |  |  | 1 | 233.8 | 233.8 | [25 empty] | Solar |  |  | Inverter | [5 empty] | 10 | 206
1354 |  |  | 463 |  |  | 1 | 449.82 | 449.82 | [25 empty] | Solar |  |  | Inverter | [5 empty] | 11.9 | 55
1365 |  |  | 466 |  |  | 3 | 150 | 450 | [25 empty] | Natural Gas | Reciprocating Engine |  | Synchronous Generator
1370 |  |  | 467 |  |  | 2 | 75 | 150 | [25 empty] | Natural Gas | Reciprocating Engine |  | Induction Generator
1372 |  |  | 465 | CoastIntelligen | CI-60 | 2 | 60 | 120 | 490 | 980 | [22 empty] | 2 | Natural Gas | Reciprocating Engine | Outdoor - Ground Level/Mounted | Induction Generator | FALSE | FALSE | FALSE | 25 | 85
1378 |  |  | 472 |  |  | 2 | 1500 | 3000 | [25 empty] | Natural Gas | Reciprocating Engine |  | Induction Generator
1380 |  |  | 468 |  |  | 4 | 365 | 1460 | [25 empty] | Natural Gas | Reciprocating Engine |  | Induction Generator
1385 |  |  | 477 | Capstone Turbine Corporation | C30 | 4 | 30 | 120 | [25 empty] | Digester Gas | Microturbine |  | Inverter |  |  |  | 27
1389 |  |  | 470 |  |  | 7 | 150 | 1050 | [25 empty] | Natural Gas | Reciprocating Engine |  | Induction Generator
1394 |  |  | 464 | Capstone Turbine Corporation | C30 | 25 | 30 | 750 | [25 empty] | Natural Gas | Microturbine |  | Inverter |  |  |  | 28
1419 |  |  | 464 | Furhlaender |  | 1 | 250 | 250 | [25 empty] | Wind | Wind Turbine |  | Inverter |  |  |  | 100
1420 |  |  | 478 | Solar Turbines | Taurus 70-T10301S Std. | 1 | 7500 | 7500 | [25 empty] | Natural Gas | Combined-Cycle Gas Turbine |  | Induction Generator
1421 |  |  | 469 | UTC Power | Purecell 200 | 1 | 200 | 200 | [24 empty] | 1 | Natural Gas | Fuel Cell |  | Inverter |  |  |  | 40
1436 |  |  | 473 |  |  | 1 | 1100 | 1100 | [25 empty] | Natural Gas | Reciprocating Engine |  | Induction Generator
1437 |  |  | 471 | Aegenco | AGC-TP-75LE | 1 | 300 | 300 | [25 empty] | Natural Gas | Reciprocating Engine |  | Induction Generator |  |  |  | 30
1438 |  |  | 475 |  |  | 1 | 330 | 330 | [25 empty] | Natural Gas | Reciprocating Engine |  | Induction Generator
1439 |  |  | 474 |  |  | 2 | 1100 | 2200 | [25 empty] | Natural Gas | Reciprocating Engine |  | Induction Generator
1441 |  |  | 476 | Tecogen, Inc. | TecoDrive 7400 | 2 | 75 | 150 | [25 empty] | Natural Gas | Reciprocating Engine |  | Induction Generator
1452 |  |  | 479 | Caterpillar | G3508 | 1 | 700 | 700 | [25 empty] | Digester Gas | Reciprocating Engine |  | Synchronous Generator
1465 |  |  | 480 |  | PureCell 400 | 1 | 400 | 400 | [25 empty] | Natural Gas | Fuel Cell
1478 |  |  | 481 |  |  | 1 | 201.19 | 201.19 | [25 empty] | Solar |  |  | Inverter | [5 empty] | 10 | 195
1479 |  |  | 482 |  |  | 1 | 250 | 250 | [25 empty] | Natural Gas | Reciprocating Engine |  | Inverter
1480 |  |  | 483 | PureCell | Model 400 | 1 | 400 | 400 | [24 empty] | 1 | Natural Gas | Fuel Cell |  | Inverter | FALSE | FALSE | FALSE
1481 |  |  | 484 |  |  | 1 | 902.52 | 902.52 | [25 empty] | Solar |  |  | Inverter | [5 empty] | 3 | 180
1482 |  |  | 485 |  |  | 1 | 347.875 | 347.875 | [25 empty] | Solar |  |  | Inverter | [5 empty] | 0
1483 |  |  | 486 | Tecogen, Inc. | INV Ultra 100 | 1 | 100 | 100 | 700 | 700 | [22 empty] | 1 | Natural Gas | Reciprocating Engine | Indoor - Basement | Inverter | FALSE | FALSE | FALSE | 28.6 | 80.8
1484 |  |  | 487 |  |  | 1 | 67.83 | 67.83 | [25 empty] | Solar |  |  | Inverter | [5 empty] | 5 | 170
1485 |  |  | 488 |  |  | 1 | 132.09 | 132.09 | [25 empty] | Solar |  |  | Inverter | [5 empty] | 5 | 170
1486 |  |  | 489 |  |  | 1 | 60.69 | 60.69 | [25 empty] | Solar |  |  | Inverter | [5 empty] | 5 | 170
1487 |  |  | 252 | Aegis Energy Services, Inc. | Aegen TP-75LE | 4 | 75 | 300 | 523 | 2092 | [22 empty] | 4 | Natural Gas | Reciprocating Engine | Indoor - Basement | Synchronous Generator | FALSE | FALSE | FALSE | 26.9 | 82.1
1488 |  |  | 490 | Aegenco | Powerverter PV-75 | 1 | 75 | 75 | 523 | 523 | [22 empty] | 1 | Natural Gas | Reciprocating Engine | Indoor - Basement | Induction Generator | FALSE | FALSE | FALSE | 24.1 | 79.3
1489 |  |  | 491 |  |  | 1 | 85.68 | 85.68 | [25 empty] | Solar
1490 |  |  | 492 |  |  | 1 | 953.19 | 953.19 | [25 empty] | Solar |  |  | Inverter
1491 |  |  | 493 |  |  | 1 | 628.32 | 628.32 | [25 empty] | Solar |  |  | Inverter
1492 |  |  | 494 |  |  | 1 | 128.52 | 128.52 | [25 empty] | Solar |  |  | Inverter
1493 |  |  | 495 |  |  | 1 | 53.55 | 53.55 | [25 empty] | Solar |  |  | Inverter
1494 |  |  | 327 | Aegis Energy Services, Inc. | ThermoPower TP-75LE | 1 | 75 | 75 | 523 | 523 | [22 empty] | 1 | Natural Gas | Reciprocating Engine | Indoor - Basement | Induction Generator | FALSE | FALSE | FALSE | 26.1
1495 |  |  | 496 |  |  | 1 | 238.7 | 238.7 | [25 empty] | Solar |  |  | Inverter | [5 empty] | 5 | 196
1496 |  |  | 497 |  |  | 1 | 184.14 | 184.14 | [25 empty] | Solar |  |  | Inverter | [5 empty] | 5 | 196
1497 |  |  | 498 |  |  | 1 | 286.44 | 286.44 | [25 empty] | Solar |  |  | Inverter | [5 empty] | 5 | 196
1498 |  |  | 499 |  |  | 1 | 159.21 | 159.21 | [25 empty] | Solar |  |  | Inverter | [5 empty] | 10 | 211
1499 |  |  | 500 |  |  | 1 | 2695.68 | 2695.68 | [25 empty] | Solar |  |  | Inverter | [5 empty] | 20 | 180
1500 |  |  | 420 | Caterpillar | G3508 | 2 | 350 | 700 | [24 empty] | 2 | Digester Gas | Reciprocating Engine | Indoor - Basement | Synchronous Generator | FALSE | FALSE | FALSE |  |  |  |  | Iron Sponge
1501 |  |  | 501 |  |  | 1 | 2827.2 | 2827.2 | [25 empty] | Solar |  |  | Inverter | [5 empty] | 20 | 180
1502 |  |  | 502 |  |  | 1 | 217.8 | 217.8 | [25 empty] | Solar |  |  | Inverter | [5 empty] | 30 | 180
1503 |  |  | 503 |  |  | 1 | 860 | 860 | [25 empty] | Solar |  |  | Inverter | [5 empty] | 20 | 180
1504 |  |  | 504 |  |  | 1 | 945.63 | 945.63 | [25 empty] | Solar |  |  | Inverter | [5 empty] | 3
1505 |  |  | 505 | Marathon | 431RSL4009400 kW | 1 | 150 | 150 | 784 | 784 | [22 empty] | 1 | Natural Gas | Reciprocating Engine | Indoor - Basement |  | FALSE | FALSE | FALSE
1506 |  |  | 506 |  |  | 1 | 473.85 | 473.85 | [25 empty] | Solar |  |  | Inverter | [5 empty] | 25 | 180
1507 |  |  | 507 |  |  | 1 | 418 | 418 | [25 empty] | Solar |  |  | Inverter | [5 empty] | 7
1508 |  |  | 508 |  |  | 1 | 690.1 | 690.1 | [25 empty] | Solar |  |  | Inverter | [5 empty] | 5 | 212
1509 |  |  | 509 |  |  | 1 | 686.08 | 686.08 | [25 empty] | Solar |  |  | Inverter | [5 empty] | 5 | 184
1510 |  |  | 510 | Guascor | SFGLD 180 | 1 | 225 | 225 | [24 empty] | 1 | Digester Gas | Reciprocating Engine | Indoor - Above Ground | Induction Generator | FALSE | FALSE | FALSE |  |  |  |  | Biological Scrubber
1511 |  |  | 511 | Capstone Turbine Corporation | C30 | 2 | 30 | 60 | [25 empty] | Digester Gas | Microturbine |  | Inverter |  |  |  | 27
1512 |  |  | 512 | Guascor | SFGLD180 | 1 | 225 | 225 | [24 empty] | 1 | Digester Gas | Reciprocating Engine | Indoor - Above Ground | Induction Generator | FALSE | FALSE | FALSE |  |  |  |  | Biological Scrubber
1513 |  |  | 513 | Aegis Energy Services, Inc. | Aegen PowerVerter PV-75 LE | 1 | 75 | 75 | 523 | 523 | [22 empty] | 1 | Natural Gas | Reciprocating Engine | Indoor - Basement | Inverter | FALSE | FALSE | FALSE | 24.1 | 79.3
1514 |  |  | 514 | Caterpillar | G3508 LE | 1 | 375 | 375 | [24 empty] | 1 | Digester Gas | Reciprocating Engine | Indoor - Basement | Synchronous Generator | FALSE | FALSE | FALSE |  |  |  |  | Iron Sponge
1515 |  |  | 515 |  |  | 1 | 1000.35 | 1000.35 | [25 empty] | Solar |  |  | Inverter | [5 empty] | 25 | 180
1516 |  |  | 516 | Waukesha | 145 | 1 | 145 | 145 | [25 empty] | Digester Gas | Reciprocating Engine |  | Synchronous Generator |  |  |  | 22
1517 |  |  | 517 |  |  | 1 | 724.68 | 724.68 | [25 empty] | Solar | [8 empty] | 25 | 180
1518 |  |  | 518 |  |  | 1 | 2441.88 | 2441.88 | [25 empty] | Solar | [8 empty] | 30 | 180
1519 |  |  | 519 |  |  | 1 | 2702 | 2702 | [25 empty] | Solar | [8 empty] | 25 | 180
1520 |  |  | 520 |  |  | 1 | 2993.8 | 2993.8 | [25 empty] | Solar | [8 empty] | 25 | 180
1521 |  |  | 521 |  |  | 1 | 486.88 | 486.88 | [25 empty] | Solar | [8 empty] | 10.4 | 177
1522 |  |  | 522 |  |  | 1 | 1906.08 | 1906.08 | [25 empty] | Solar | [8 empty] | 20 | 167
1523 |  |  | 523 |  |  | 1 | 499.79 | 499.79 | [25 empty] | Solar | [8 empty] | 26 | 191
1524 |  |  | 524 |  |  | 1 | 2257.2 | 2257.2 | [25 empty] | Solar
1525 |  |  | 525 | Bloom Energy | ES-5700 Fuel Cell | 1 | 210 | 210 | [25 empty] | Natural Gas | Fuel Cell |  |  | FALSE | FALSE | FALSE
1526 |  |  | 526 | Tecogen, Inc. | InVerde INV100e+ | 1 | 100 | 100 | 700 | 700 | [22 empty] | 1 | Natural Gas | Reciprocating Engine |  |  | FALSE | FALSE | FALSE
1527 |  |  | 527 |  |  | 1 | 2035.5 | 2035.5 | [25 empty] | Solar | [8 empty] | 25 | 180
1528 |  |  | 528 |  |  | 1 | 307.53 | 307.53 | [25 empty] | Solar | [8 empty] | 20 | 180
1529 |  |  | 529 |  |  | 1 | 660.96 | 660.96 | [25 empty] | Solar | [8 empty] | 35 | 180
1530 |  |  | 530 |  |  | 1 | 2597.4 | 2597.4 | [25 empty] | Solar | [8 empty] | 20 | 180
1531 |  |  | 531 | Jenbacher | JGS 312 | 1 | 633 | 633 | [24 empty] | 1 | Digester Gas | Reciprocating Engine | Indoor - Above Ground |  | FALSE | FALSE | FALSE |  |  |  |  | Other
1532 |  |  | 532 | Tecogen, Inc. | Inverde INV100 | 1 | 100 | 100 | 700 | 700 | [22 empty] | 1 | Natural Gas | Reciprocating Engine |  |  | FALSE | FALSE | FALSE
1533 |  |  | 533 |  |  | 1 | 2550.06 | 2550.06 | [25 empty] | Solar | [8 empty] | 25 | 180
1534 |  |  | 534 | AEGENCO Inc. | Powerverter PV-75 | 1 | 75 | 75 | 520 | 520 | [22 empty] | 1 | Natural Gas | Reciprocating Engine |  |  | FALSE | FALSE | FALSE | 24.1 | 79.3
1535 |  |  | 535 | Bloom Energy | ES5-BABAA0 | 1 | 210 | 210 | [24 empty] | 1 | Natural Gas | Fuel Cell |  |  | FALSE | FALSE | FALSE
1536 |  |  | 536 | Bloom Energy | ES-5700 | 1 | 210 | 210 | [24 empty] | 1 | Natural Gas | Fuel Cell |  |  | FALSE | FALSE | FALSE
1537 |  |  | 537 | Bloom Energy | ES-5700 | 1 | 210 | 210 | [24 empty] | 1 | Natural Gas | Fuel Cell |  |  | FALSE | FALSE | FALSE
1538 |  |  | 538 | Bloom Energy | ES-5700 | 1 | 210 | 210 | [24 empty] | 1 | Natural Gas | Fuel Cell |  |  | FALSE | FALSE | FALSE
1539 |  |  | 539 | Bloom Energy | ES-5700 | 1 | 210 | 210 | [24 empty] | 1 | Natural Gas | Fuel Cell |  |  | FALSE | FALSE | FALSE
1540 |  |  | 540 | Bloom Energy | ES5-BABAA0 | 1 | 210 | 210 | [24 empty] | 1 | Natural Gas | Fuel Cell |  |  | FALSE | FALSE | FALSE
1541 |  |  | 541 | Bloom Energy | ES5-BABAA0 | 2 | 210 | 420 | [24 empty] | 2 | Natural Gas | Fuel Cell |  |  | FALSE | FALSE | FALSE
1542 |  |  | 542 |  | Solar PV Array | 1 | 954.72 | 954.72 | [24 empty] | 1 | Solar
1543 |  |  | 543 |  | Solar PV Array | 1 | 784.53 | 784.53 | [24 empty] | 1 | Solar | [8 empty] | 10 | 30
1544 |  |  | 544 |  | Solar PV Array | 1 | 1104.92 | 1104.92 | [24 empty] | 1 | Solar | [8 empty] | 10
1545 |  |  | 545 |  | Solar PV Array | 1 | 2026.08 | 2026.08 | [24 empty] | 1 | Solar | [8 empty] | 25 | 172
1546 |  |  | 546 |  | Solar PV Array | 1 | 345.15 | 345.15 | [24 empty] | 1 | Solar | [8 empty] | 10 | 173
1547 |  |  | 185 |  |  | 1 | 240.9 | 240.9 | [25 empty] | Solar |  |  | Inverter | [5 empty] | 10 | 172
1548 |  |  | 186 |  |  | 1 | 402.6 | 402.6 | [25 empty] | Solar |  |  | Inverter | [5 empty] | 10 | 173
1549 |  |  | 244 |  |  | 1 | 386.1 | 386.1 | [25 empty] | Solar |  |  | Inverter | [5 empty] | 5 | 209
1550 |  |  | 318 |  |  | 1 | 449.82 | 449.82 | [25 empty] | Solar |  |  | Inverter | [5 empty] | 11.9 | 175
1551 |  |  | 438 |  |  | 1 | 656.64 | 656.64 | [25 empty] | Solar |  |  | Inverter | [5 empty] | 30 | 180
1552 |  |  | 462 |  |  | 1 | 1609.97 | 1609.97 | [25 empty] | Solar |  |  | Inverter | [5 empty] | 28 | 180
1553 |  |  | 547 |  |  | 1 | 259.64 | 259.64 | [25 empty] | Solar | [8 empty] | 5 | 196
1554 |  |  | 548 |  |  | 1 | 2833.4 | 2833.4 | [25 empty] | Solar | [8 empty] | 25 | 180
1555 |  |  | 555 | Yanmar | CP35D1Z | 1 | 35 | 35 | 204 | 204 | [22 empty] | 1 | Natural Gas | Reciprocating Engine |  |  | FALSE | FALSE | FALSE | 25.2 | 78.6
1556 |  |  | 549 |  | Solar PV Array | 1 | 441 | 441 | [24 empty] | 1 | Solar | [8 empty] | 5 | 205
1557 |  |  | 550 |  | Solar PV Array | 1 | 2708.55 | 2708.55 | [24 empty] | 1 | Solar | [8 empty] | 25 | 180
1558 |  |  | 551 |  | Solar PV Array | 1 | 2708.55 | 2708.55 | [24 empty] | 1 | Solar | [8 empty] | 25 | 180
1559 |  |  | 552 |  | Solar PV Array | 1 | 1995.84 | 1995.84 | [24 empty] | 1 | Solar | [8 empty] | 25 | 180
1560 |  |  | 553 |  | Solar PV Array | 1 | 538.68 | 538.68 | [24 empty] | 1 | Solar | [8 empty] | 10 | 198
1561 |  |  | 554 | Capstone Turbine Corporation | C 1000S ICHP | 1 | 1000 | 1000 | 11400 | 11400 | [22 empty] | 1 | Natural Gas | Microturbine | Outdoor - Ground Level/Mounted | Inverter | FALSE | FALSE | FALSE | 28.4 | 61.8
1562 |  |  | 556 |  |  | 2 | 100 | 200 | [24 empty] | 2 | Natural Gas | Reciprocating Engine |  |  | FALSE | FALSE | FALSE
1563 |  |  | 557 |  | Solar PV Array | 1 | 2446.74 | 2446.74 | [24 empty] | 1 | Solar | [8 empty] | 25 | 196
1564 |  |  | 558 | Kraft | MMG-250 PID | 2 | 250 | 500 | [24 empty] | 2 | Natural Gas | Reciprocating Engine |  |  | TRUE | FALSE | FALSE
1565 |  |  | 559 | IntelliGen Power Systems | IntelliGen 160 | 2 | 150 | 300 | 828 | 1656 | [22 empty] | 2 | Natural Gas | Reciprocating Engine |  |  | FALSE | FALSE | FALSE | 31 | 81
1566 |  |  | 560 | IntelliGen Power Systems | IntelliGen 160 | 2 | 150 | 300 | 828 | 1656 | [22 empty] | 2 | Natural Gas | Reciprocating Engine |  |  | FALSE | FALSE | FALSE | 31 | 81
1567 |  |  | 561 |  | Solar PV Array | 1 | 2754.05 | 2754.05 | [24 empty] | 1 | Solar | [8 empty] | 20 | 180
1568 |  |  | 276 | Capstone Turbine Corporation | C65-ICHP | 8 | 65 | 520 | 380 | 3040 | [22 empty] | 8 | Natural Gas | Microturbine | Indoor - Above Ground | Inverter | TRUE | FALSE | FALSE
1569 |  |  | 562 |  | Solar PV Array | 1 | 1080 | 1080 | [24 empty] | 1 | Solar | [8 empty] | 10 | 90
1570 |  |  | 563 |  | Solar PV Array | 1 | 1077.12 | 1077.12 | [24 empty] | 1 | Solar | [8 empty] | 25 | 180
1571 |  |  | 564 |  | Solar PV Array | 1 | 2334.72 | 2334.72 | [24 empty] | 1 | Solar | [8 empty] | 25 | 180
1572 |  |  | 565 | Carrier | Microsteam Backpressure Turbine | 1 | 275 | 275 | [24 empty] | 1 |  |  | Indoor - Basement |  | FALSE | FALSE | FALSE
1573 |  |  | 566 |  | Solar PV Array | 1 | 2722.2 | 2722.2 | [24 empty] | 1 | Solar | [8 empty] | 25 | 180
1575 |  |  | 118 | UTC Power | Pure Comfort Solution 325M Carb | 5 | 65 | 325 | [24 empty] | 5 | Natural Gas | Microturbine |  | Inverter | TRUE | FALSE | FALSE
1576 |  |  | 567 |  |  | 1 |  |  |  |  | 100 | 100 | 400 | 400 | [16 empty] | Battery | Lead-Acid
1577 |  |  | 568 |  |  | 1 |  |  |  |  | 100 | 100 | 400 | 400 | [16 empty] | Battery | Lead-Acid
1578 |  |  | 569 |  |  | 1 |  |  |  |  | 225 | 225 | 2000 | 2000 | [16 empty] | Battery | Lead-Acid
1579 |  |  | 570 |  |  | 1 |  |  |  |  | 100 | 100 | 400 | 400 | [16 empty] | Battery | Lead-Acid
1580 |  |  | 571 |  |  | 1 |  |  |  |  | 100 | 100 | 400 | 400 | [16 empty] | Battery | Lead-Acid
1581 |  |  | 572 |  |  | 1 |  |  |  |  | 100 | 100 | 400 | 400 | [16 empty] | Battery | Lead-Acid
1582 |  |  | 573 |  |  | 1 |  |  |  |  | 300 | 300 | 1200 | 1200 | [16 empty] | Battery | Lithium Ion (LI-ION)
1584 |  |  | 575 |  |  | 1 |  |  |  |  | 125 | 125 | 300 | 300 | [16 empty] | Battery | Lead-Acid
1585 |  |  | 576 |  |  | 1 |  |  |  |  | 100 | 100 | 400 | 400 | [16 empty] | Battery | Lead-Acid
1586 |  |  | 577 |  |  | 1 |  |  |  |  | 100 | 100 | 400 | 400 | [16 empty] | Battery | Lead-Acid
1587 |  |  | 578 |  |  | 1 |  |  |  |  | 100 | 100 | 400 | 400 | [16 empty] | Battery | Lead-Acid
1588 |  |  | 579 |  |  | 1 |  |  |  |  | 125 | 125 | 200 | 200 | [16 empty] | Battery | Lithium Ion (LI-ION)
1589 |  |  | 580 |  |  | 1 |  |  |  |  | 125 | 125 | 500 | 500 | [16 empty] | Battery | Lead-Acid
1590 |  |  | 581 |  |  | 1 |  |  |  |  | 125 | 125 | 300 | 300 | [16 empty] | Battery | Lead-Acid
1591 |  |  | 583 |  |  | 1 |  |  |  |  | 27.2 | 27.2 | 96 | 96 | [16 empty] | Battery | Lithium Ion (LI-ION)
1592 |  |  | 584 |  |  | 1 |  |  |  |  | 51 | 51 | 96 | 96 | [16 empty] | Battery | Lithium Ion (LI-ION)
1593 |  |  | 585 |  |  | 1 |  |  |  |  | 51 | 51 | 96 | 96 | [16 empty] | Battery | Lithium Ion (LI-ION)
1594 |  |  | 586 |  |  | 1 |  |  |  |  | 51 | 51 | 96 | 96 | [16 empty] | Battery | Lithium Ion (LI-ION)
1595 |  |  | 587 |  |  | 1 |  |  |  |  | 27 | 27 | 64 | 64 | [16 empty] | Battery | Lithium Ion (LI-ION)
1596 |  |  | 588 |  |  | 1 |  |  |  |  | 36 | 36 | 72 | 72 | [16 empty] | Battery | Lithium Ion (LI-ION)
1597 |  |  | 589 |  |  | 1 |  |  |  |  | 20000 | 20000 | 5000 | 5000 | [16 empty] | Mechanical | Flywheel
1598 |  |  | 590 |  | Solar PV Array | 1 | 2387.88 | 2387.88 | [24 empty] | 1 | Solar | [8 empty] | 20 | 180
1599 |  |  | 591 | Tecogen Inc. | InVerde 100 | 1 | 100 | 100 | 613 | 613 | [22 empty] | 1 | Natural Gas | Reciprocating Engine | Indoor | Inverter | TRUE | FALSE | FALSE | 28.6 | 80.8
1600 |  |  | 582 | MAN | E2876 E312 | 1 | 160 | 160 | 815 | 815 | [22 empty] | 1 | Natural Gas | Reciprocating Engine |  |  | FALSE | FALSE | FALSE
1601 |  |  | 592 |  | Solar PV Array | 1 | 2387.88 | 2387.88 | [24 empty] | 1 | Solar | [8 empty] | 20 | 180
1602 |  |  | 593 |  | Solar PV Array | 1 | 2858.22 | 2858.22 | [24 empty] | 1 | Solar | [8 empty] | 20 | 180
1603 |  |  | 594 |  | Solar PV Array | 1 | 2858.22 | 2858.22 | [24 empty] | 1 | Solar | [8 empty] | 20 | 180
1604 |  |  | 595 |  | Solar PV Array | 1 | 2823.12 | 2823.12 | [24 empty] | 1 | Solar | [8 empty] | 20 | 180
1605 |  |  | 596 |  | Solar PV Array | 1 | 1992.6 | 1992.6 | [24 empty] | 1 | Solar | [8 empty] | 25 | 180
1606 |  |  | 597 |  | Solar PV Array | 1 | 2630.61 | 2630.61 | [24 empty] | 1 | Solar | [8 empty] | 25 | 180
1607 |  |  | 598 | Tecogen Inc. | InVerde 100 | 3 | 100 | 300 | 613 | 1839 | [22 empty] | 3 | Natural Gas | Reciprocating Engine |  |  | FALSE | FALSE | FALSE | 28.6 | 80.8
1608 |  |  | 599 |  | Solar PV Array | 1 | 1123.2 | 1123.2 | [24 empty] | 1 | Solar | [8 empty] | 30 | 180
1609 |  |  | 600 |  | Solar PV Array | 1 | 347.14 | 347.14 | [24 empty] | 1 | Solar | [9 empty] | 184
1610 |  |  | 601 |  | Solar PV Array | 1 | 286.65 | 286.65 | [24 empty] | 1 | Solar | [8 empty] | 20 | 180
1611 |  |  | 602 |  | Solar PV Array | 1 | 439.28 | 439.28 | [24 empty] | 1 | Solar | [8 empty] | 10 | 174
1612 |  |  | 603 |  | Solar PV Array | 1 | 331.84 | 331.84 | [24 empty] | 1 | Solar | [8 empty] | 10 | 174
1613 |  |  | 605 | Capstone Turbine Corporation | C66 | 2 | 65 | 130 | 388 | 776 | [22 empty] | 2 | Natural Gas | Microturbine |  |  | FALSE | FALSE | FALSE | 25 | 71
1614 |  |  | 604 | Capstone Turbine Corporation | C65 | 2 | 65 | 130 | 388 | 776 | [22 empty] | 2 | Natural Gas | Microturbine |  |  | FALSE | FALSE | FALSE | 25 | 71
1615 |  |  | 606 | Capstone Turbine Corporation | C65 | 2 | 65 | 130 | 388 | 776 | [22 empty] | 2 | Natural Gas | Microturbine |  |  | FALSE | FALSE | FALSE | 25 | 71
1616 |  |  | 607 |  | Solar PV Array | 1 | 2635.11 | 2635.11 | [24 empty] | 1 | Solar | [8 empty] | 15 | 180
1617 |  |  | 608 |  | Solar PV Array | 1 | 1442.7 | 1442.7 | [24 empty] | 1 | Solar | [8 empty] | 30 | 180
1618 |  |  | 609 |  | Solar PV Array | 1 | 249.04 | 249.04 | [24 empty] | 1 | Solar
1619 |  |  | 610 |  | Solar PV Array | 1 | 1221.12 | 1221.12 | [24 empty] | 1 | Solar | [8 empty] | 25 | 180
1620 |  |  | 611 |  | Solar PV Array | 1 | 532.53 | 532.53 | [24 empty] | 1 | Solar | [8 empty] | 7 | 110
1621 |  |  | 612 |  | Solar PV Array | 1 | 2438.46 | 2438.46 | [24 empty] | 2 | Solar | [8 empty] | 30 | 180
1622 |  |  | 613 |  | Solar PV Array | 1 | 2468.67 | 2468.67 | [24 empty] | 3 | Solar | [8 empty] | 25 | 180
1623 |  |  | 614 |  |  | 1 |  |  |  |  | 1000 | 1000 | 1400 | 1400 | [16 empty] | Battery | Lithium Ion (LI-ION)
1624 |  |  | 615 |  |  | 1 |  |  |  |  | 6 | 6 | 21 | 21 | [16 empty] | Battery | Lead-Acid
1625 |  |  | 616 | Capstone Turbine Corporation | C66 | 1 | 65 | 65 | 388 | 388 | [22 empty] | 2 | Natural Gas | Microturbine |  |  | FALSE | FALSE | FALSE | 25 | 71
1626 |  |  | 617 | Capstone Turbine Corporation | C65 | 1 | 65 | 65 | 388 | 388 | [22 empty] | 2 | Natural Gas | Microturbine |  |  | FALSE | FALSE | FALSE | 25 | 71
1627 |  |  | 618 | Capstone Turbine Corporation | C65 | 1 | 65 | 65 | 388 | 388 | [22 empty] | 1 | Natural Gas | Microturbine |  |  | FALSE | FALSE | FALSE | 25 | 71
1628 |  |  | 619 | Capstone Turbine Corporation | C200 | 1 | 200 | 200 | 811 | 811 | [22 empty] | 1 | Natural Gas | Microturbine |  |  | FALSE | FALSE | FALSE | 28 | 64
1629 |  |  | 620 | Capstone Turbine Corporation | C200 | 6 | 200 | 1200 | 874.8 | 5248.8 | [22 empty] | 6 | Natural Gas | Microturbine |  |  | FALSE | FALSE | FALSE | 28 | 67
1630 |  |  | 621 | Capstone Turbine Corporation | C65 | 1 | 65 | 65 | 388 | 388 | [22 empty] | 1 | Natural Gas | Microturbine |  |  | FALSE | FALSE | FALSE | 25 | 71
1631 |  |  | 622 | Capstone Turbine Corporation | C65 | 1 | 65 | 65 | 388 | 388 | [22 empty] | 1 | Natural Gas | Microturbine |  |  | FALSE | FALSE | FALSE | 25 | 71
1632 |  |  | 623 | Capstone Turbine Corporation | C65 | 1 | 65 | 65 | 388 | 388 | [22 empty] | 1 | Natural Gas | Microturbine |  |  | FALSE | FALSE | FALSE | 25 | 71
1633 |  |  | 624 | Capstone Turbine Corporation | C65 | 2 | 65 | 130 | 388 | 776 | [22 empty] | 2 | Natural Gas | Microturbine |  |  | FALSE | FALSE | FALSE | 25 | 71
1634 |  |  | 625 | Solar PV Array |  | 1 | 2600.32 | 2600.32 | [24 empty] | 1 | Solar | Solar PV | Outdoor - Ground Level/Mounted | Inverter | [5 empty] | 30 | 180
1635 |  |  | 626 | Solar PV Array |  | 1 | 499.8 | 499.8 | [24 empty] | 1 | Solar | Solar PV | Outdoor - Ground Level/Mounted | Inverter | [5 empty] | 30 | 180
1636 |  |  | 627 | Capstone | C65 | 5 | 65 | 325 | 388 | 1940 | [22 empty] | 5 | Natural Gas | Microturbine |  | Inverter |  |  |  | 25 | 71
1637 |  |  | 628 | Capstone | C65 | 2 | 65 | 130 | 388 | 776 | [22 empty] | 2 | Natural Gas | Microturbine |  | Inverter |  |  |  | 25 | 71
1638 |  |  | 629 | Capstone | C200 | 5 | 200 | 1000 | 811 | 4055 | [22 empty] | 5 | Natural Gas | Microturbine |  | Inverter |  |  |  | 28 | 64
1639 |  |  | 630 | Capstone | C65 | 3 | 65 | 195 | 388 | 1164 | [22 empty] | 3 | Natural Gas | Microturbine |  | Inverter |  |  |  | 25 | 71
1640 |  |  | 631 | Tecogen Inc. | InVerde 100 | 2 | 100 | 200 | 613 | 1226 | [22 empty] | 2 | Natural Gas | Reciprocating Engine |  | Inverter |  |  |  | 28.6 | 80.8
1641 |  |  | 632 |  |  | 1 | 1900.8 | 1900.8 | [24 empty] | 1 | Solar | Solar PV | Outdoor - Ground Level/Mounted | Inverter | [5 empty] | 25 | 180
1642 |  |  | 633 |  |  | 1 | 2773.98 | 2773.98 | [24 empty] | 1 | Solar | Solar PV | Outdoor - Ground Level/Mounted | Inverter | [5 empty] | 30 | 180
1643 |  |  | 634 | Dresser Rand | SFGLD 360 | 1 | 582 | 582 | [24 empty] | 1 | Digester Gas | Reciprocating Engine | Indoor - Above Ground | Synchronous Generator | [7 empty] | Iron Chloride
1644 |  |  | 635 |  |  | 1 |  |  |  |  | 100 | 100 | 200 | 200 | [16 empty] | Battery | Lithium Ion (LI-ION)
1645 |  |  | 636 |  |  | 1 | [12 empty] | 1522 |  | 1522 | [9 empty] | Thermal | Ice Storage
1646 |  |  | 637 |  |  | 1 | [12 empty] | 1522 |  | 1522 | [9 empty] | Thermal | Ice Storage
1647 |  |  | 638 |  |  | 1 | [9 empty] | 524 |  | 524 | 8371 |  | 8371 | [9 empty] | Thermal | Ice Storage
1648 |  |  | 639 |  |  | 1 | [12 empty] | 2800 |  | 2800 | [9 empty] | Thermal | Ice Storage
1649 |  |  | 640 |  |  | 1 |  |  |  |  | 150 | 150 | [18 empty] | Thermal | Ice Storage
1650 |  |  | 641 |  |  | 1 | [9 empty] | 620.7 |  | 620.7 | 4000 | 3724 | 4000 | 3724 | [8 empty] | Thermal | Ice Storage
1651 |  |  | 642 |  |  | 1 | [9 empty] | 1586.5 |  | 1586.5 | 9000 | 9519 | 9000 | 9519 | [8 empty] | Thermal | Ice Storage
1652 |  |  | 643 |  |  | 1 | [9 empty] | 419 |  | 419 | 6200 | 4985.6 | 6200 | 4985.6 | [8 empty] | Thermal | Ice Storage
1653 |  |  | 645 |  |  | 1 | [9 empty] | 1045 |  | 1045 | 6000 | 6270 | 6000 | 6270 | [8 empty] | Thermal | Ice Storage
1654 |  |  | 644 | Solar PV Array |  | 1 | 1024.65 | 1024.65 | [24 empty] | 1 | Solar | Solar PV |  | Inverter | [5 empty] | 5 | 221.6
1655 |  |  | 646 |  |  | 1 | [9 empty] | 1567.5 |  | 1567.5 | 9000 | 9405 | 9000 | 9405 | [8 empty] | Thermal | Ice Storage
1656 |  |  | 647 |  |  | 1 |  |  |  |  | 2699 | 2699 | 16192 | 16192 | [16 empty] | Thermal | Ice Storage
1657 |  |  | 648 |  |  | 1 | [9 empty] | 1428 |  | 1428 | 8600 | 8569 | 8600 | 8569 | [8 empty] | Thermal | Ice Storage
1658 |  |  | 649 |  |  | 1 | [9 empty] | 1100 |  | 1100 | 16200 | 16009.4 | 16200 | 16009.4 | [8 empty] | Thermal | Ice Storage
1659 |  |  | 650 |  |  | 1 | [9 empty] | 513 |  | 513 | 3200 | 3078 | 3200 | 3078 | [8 empty] | Thermal | Ice Storage
1660 |  |  | 651 |  |  | 1 | [9 empty] | 1100 |  | 1100 | 10000 |  | 10000 | [9 empty] | Thermal | Ice Storage
1661 |  |  | 652 | Solar PV Array |  | 1 | 2984.85 | 2984.85 | [24 empty] | 1 | Solar | Solar PV |  | Inverter | [5 empty] | 25 | 180
1662 |  |  | 653 | Solar PV Array |  | 1 | 2984.85 | 2984.85 | [24 empty] | 1 | Solar | Solar PV |  | Inverter | [5 empty] | 22 | 180
1663 |  |  | 654 | Solar PV Array |  | 1 | 2984.85 | 2984.85 | [24 empty] | 1 | Solar | Solar PV |  | Inverter | [5 empty] | 22 | 180
1664 |  |  | 655 | Solar PV Array |  | 1 | 2984.85 | 2984.85 | [24 empty] | 1 | Solar | Solar PV |  | Inverter | [5 empty] | 20 | 180
1665 |  |  | 656 | Solar PV Array |  | 1 | 2984.85 | 2984.85 | [24 empty] | 1 | Solar | Solar PV |  | Inverter | [5 empty] | 25 | 180
1666 |  |  | 657 | Solar PV Array |  | 1 | 2984.85 | 2984.85 | [24 empty] | 1 | Solar | Solar PV |  | Inverter | [5 empty] | 22 | 189
1667 |  |  | 658 | Solar PV Array |  | 1 | 2791.86 | 2791.86 | [24 empty] | 1 | Solar | Solar PV | Outdoor - Ground Level/Mounted | Inverter | [5 empty] | 30 | 175
1668 |  |  | 659 | Solar PV Array |  | 1 | 2485.96 | 2485.96 | [24 empty] | 1 | Solar | Solar PV | Outdoor - Ground Level/Mounted | Inverter | [5 empty] | 30 | 175
1669 |  |  | 660 | Solar PV Array |  | 1 | 2509.14 | 2509.14 | [24 empty] | 1 | Solar | Solar PV | Outdoor - Ground Level/Mounted | Inverter | [5 empty] | 30 | 180
1674 |  |  | 663 | Solar PV Array |  | 1 | 2794.68 | 2794.68 | [24 empty] | 1 | Solar | Solar PV |  | Inverter | [5 empty] | 25 | 180
1675 |  |  | 664 | Solar PV Array |  | 1 | 2756.52 | 2756.52 | [24 empty] | 1 | Solar | Solar PV | Outdoor - Ground Level/Mounted | Inverter | [5 empty] | 25 | 180
1676 |  |  | 665 | Solar PV Array |  | 1 | 2906.46 | 2906.46 | [24 empty] | 1 | Solar | Solar PV | Outdoor - Ground Level/Mounted | Inverter | [5 empty] | 25 | 180
1677 |  |  | 666 | Solar PV Array |  | 1 | 2843.1 | 2843.1 | [24 empty] | 1 | Solar | Solar PV | Outdoor - Ground Level/Mounted | Inverter | [5 empty] | 25 | 180
1678 |  |  | 667 | Tecogen Inc. | INV-100e+ | 2 | 100 | 200 | 700 | 1400 | [22 empty] | 2 | Natural Gas | Reciprocating Engine | Indoor - Basement | Inverter |  |  |  | 28.6 | 80.8
1679 |  |  | 668 | Solar PV Array |  | 1 | 2600 | 2600 | [24 empty] | 1 | Solar | Solar PV | Outdoor - Ground Level/Mounted | Inverter | [5 empty] | 25 | 180
1680 |  |  | 669 | Solar PV Array |  | 1 | 2630 | 2630 | [24 empty] | 1 | Solar | Solar PV | Outdoor - Ground Level/Mounted | Inverter | [5 empty] | 25 | 180
1681 |  |  | 671 | Solar PV Array |  | 1 | 2828.15 | 2828.15 | [24 empty] | 1 | Solar | Solar PV | Outdoor - Ground Level/Mounted | Inverter | [5 empty] | 25 | 180
1682 |  |  | 672 | Solar PV Array |  | 1 | 2902.44 | 2902.44 | [24 empty] | 1 | Natural Gas | Solar PV | Outdoor - Ground Level/Mounted | Inverter | [5 empty] | 25 | 180
1683 |  |  | 673 | Solar PV Array |  | 1 | 2828.15 | 2828.15 | [24 empty] | 1 | Solar | Solar PV | Outdoor - Ground Level/Mounted | Inverter | [5 empty] | 25 | 180
1684 |  |  | 674 | Solar PV Array |  | 1 | 2692.8 | 2692.8 | [24 empty] | 1 | Solar | Solar PV | Outdoor - Ground Level/Mounted | Inverter | [5 empty] | 25 | 180
1685 |  |  | 675 | Solar PV Array |  | 1 | 2630 | 2630 | [24 empty] | 1 | Solar | Solar PV | Outdoor - Ground Level/Mounted | Inverter | [5 empty] | 25 | 180
1686 |  |  | 676 | Solar PV Array |  | 1 | 2630 | 2630 | [24 empty] | 1 | Solar | Solar PV | Outdoor - Ground Level/Mounted | Inverter | [5 empty] | 25 | 180
1687 |  |  | 677 | Solar PV Array |  | 1 | 2630 | 2630 | [24 empty] | 1 | Solar | Solar PV | Outdoor - Ground Level/Mounted | Inverter | [5 empty] | 25 | 180
1688 |  |  | 678 | Solar PV Array |  | 1 | 2570 | 2570 | [24 empty] | 1 | Solar | Solar PV | Outdoor - Ground Level/Mounted | Inverter | [5 empty] | 25 | 180
1689 |  |  | 679 | Gas Turbine |  | 1 | 7414 | 7414 | 127000 | 127000 | [22 empty] | 1 | Natural Gas | Simple-Cycle Gas Turbine | Indoor
1691 |  |  | 679 | Backpressure Steam Turbine |  | 1 | 2406 | 2406 | [24 empty] | 1 |  | Steam Turbine | Indoor
1692 |  |  | 680 | Solar PV Array |  | 1 | 414.75 | 414.75 | [24 empty] | 1 | Solar | Solar PV | Outdoor - Rooftop | Inverter | [5 empty] | 5 | 169
1693 |  |  | 681 | Solar PV Array |  | 1 | 555.56 | 555.56 | [24 empty] | 1 | Solar | Solar PV | Outdoor - Rooftop | Inverter | [5 empty] | 20 | 125
1694 |  |  | 682 | Solar PV Array |  | 1 | 2902 | 2902 | [24 empty] | 1 | Solar | Solar PV | Outdoor - Ground Level/Mounted | Inverter | [5 empty] | 25 | 180
1695 |  |  | 684 | Solar PV Array |  | 1 | 2902 | 2902 | [24 empty] | 1 | Solar | Solar PV | Outdoor - Ground Level/Mounted | Inverter | [5 empty] | 25 | 180
1696 |  |  | 685 | Solar PV Array |  | 1 | 1981.44 | 1981.44 | [24 empty] | 1 | Solar | Solar PV | Outdoor - Ground Level/Mounted | Inverter | [5 empty] | 25 | 180
1697 |  |  | 686 | Solar PV Array |  | 1 | 2522.96 | 2522.96 | [24 empty] | 1 | Solar | Solar PV | Outdoor - Ground Level/Mounted | Inverter | [5 empty] | 25 | 180
1698 |  |  | 687 | Solar PV Array |  | 1 | 847.67 | 847.67 | [24 empty] | 1 | Solar | Solar PV | Outdoor - Ground Level/Mounted | Inverter | [5 empty] | 8 | 180
1699 |  |  | 688 | Tecogen Inc. | INV-125e+ (Existing Unit Upgrade) | 3 | 125 | 375 | 780 | 2340 | [22 empty] | 3 | Natural Gas | Reciprocating Engine | Indoor | Inverter | TRUE |  |  | 28.4 | 80.9
1700 |  |  | 688 | Tecogen Inc. | INV-125e+ (New Units) | 2 | 125 | 250 | 780 | 1560 | [22 empty] | 2 | Natural Gas | Reciprocating Engine | Indoor | Inverter | TRUE |  |  | 28.4 | 80.9
1701 |  |  | 689 | Solar PV Array |  | 1 | 2461.09 | 2461.09 | [24 empty] | 1 | Solar | Solar PV | Outdoor - Ground Level/Mounted | Inverter | [5 empty] | 30 | 180
1702 |  |  | 690 | Solar PV Array |  | 1 | 2461.09 | 2461.09 | [24 empty] | 1 | Solar | Solar PV | Outdoor - Ground Level/Mounted | Inverter | [5 empty] | 30 | 177
1703 |  |  | 691 | Solar PV Array |  | 1 | 218.08 | 218.08 | [24 empty] | 1 | Solar | Solar PV | Outdoor - Rooftop | Inverter | [5 empty] | 10 | 208
1704 |  |  | 692 |  |  | 1 | [24 empty] | Thermal | Ice Storage
1706 |  |  | 694 |  |  | 1 |  |  |  |  | 100 | 100 | 720 | 720 | [16 empty] | Battery | Lead-Acid
1707 |  |  | 695 |  |  | 1 | [9 empty] | 5000 |  | 5000 | 30000 | 1228680 | 30000 | 1228680 | [8 empty] | Thermal | Chilled Water Tank
1708 |  |  | 696 |  |  | 1 |  |  |  |  | 5000 | 5000 | 40000 | 40000 | [16 empty] | Battery | Lithium Ion (LI-ION)
1709 |  |  | 697 | Solar PV Array |  | 1 | 2789.64 | 2789.64 | [24 empty] | 1 | Solar | Solar PV | Outdoor - Ground Level/Mounted | Inverter | [5 empty] | 25 | 180
1710 |  |  | 698 | Solar PV Array |  | 1 | 2789.64 | 2789.64 | [24 empty] | 1 | Solar | Solar PV | Outdoor - Ground Level/Mounted | Inverter | [5 empty] | 25 | 173
1711 |  |  | 699 | Solar PV Array |  | 1 | 2789.64 | 2789.64 | [24 empty] | 1 | Solar | Solar PV | Outdoor - Ground Level/Mounted | Inverter | [5 empty] | 25 | 180
1712 |  |  | 700 | Solar PV Array |  | 1 | 2828.8 | 2828.8 | [24 empty] | 1 | Solar | Solar PV | Outdoor - Ground Level/Mounted | Inverter | [5 empty] | 25 | 180
1713 |  |  | 701 | Solar PV Array |  | 1 | 2828.8 | 2828.8 | [24 empty] | 1 | Solar | Solar PV | Outdoor - Ground Level/Mounted | Inverter | [5 empty] | 25 | 180
1714 |  |  | 702 | Solar PV Array |  | 1 | 2828.8 | 2828.8 | [24 empty] | 1 | Solar | Solar PV | Outdoor - Ground Level/Mounted | Inverter | [5 empty] | 25 | 180
1715 |  |  | 703 | Solar PV Array |  | 1 | 2567.8 | 2567.8 | [24 empty] | 1 | Solar | Solar PV | Outdoor - Ground Level/Mounted | Inverter | [5 empty] | 25 | 180
1716 |  |  | 704 | Solar PV Array |  | 1 | 2271.64 | 2271.64 | [24 empty] | 1 | Solar | Solar PV | Outdoor - Ground Level/Mounted | Inverter | [5 empty] | 30 | 180
1717 |  |  | 705 | Solar PV Array |  | 1 | 442.68 | 442.68 | [24 empty] | 1 | Solar | Solar PV | Outdoor - Ground Level/Mounted | Inverter | [5 empty] | 20 | 180
1718 |  |  | 706 | Solar PV Array |  | 1 | 2432 | 2432 | [24 empty] | 1 | Solar | Solar PV | Outdoor - Ground Level/Mounted | Inverter | [5 empty] | 25 | 180
1719 |  |  | 707 | Bloom Energy | ES5-BABAAB | 1 | 210 | 210 | [24 empty] | 1 | Natural Gas | Fuel Cell
1720 |  |  | 708 | Solar PV Array |  | 1 | 1656 | 1656 | [24 empty] | 1 | Solar | Solar PV |  | Inverter | [5 empty] | 25 | 180
1721 |  |  | 709 | Solar PV Array |  | 1 | 2789.64 | 2789.64 | [24 empty] | 1 | Solar | Solar PV | Outdoor - Ground Level/Mounted | Inverter | [5 empty] | 25 | 180
1722 |  |  | 710 | Solar PV Array |  | 1 | 749 | 749 | [24 empty] | 1 | Solar | Solar PV | Outdoor - Rooftop | Inverter | [5 empty] | 3 | 79
1723 |  |  | 711 | Solar PV Array |  | 1 | 230.4 | 230.4 | [24 empty] | 1 | Solar | Solar PV | Outdoor - Rooftop | Inverter | [5 empty] | 8 | 147
1724 |  |  | 712 | Solar PV Array |  | 1 | 1942.56 | 1942.56 | [24 empty] | 1 | Solar | Solar PV | Outdoor - Ground Level/Mounted | Inverter | [5 empty] | 30 | 180
1725 |  |  | 713 | Solar PV Array |  | 1 | 1930.5 | 1930.5 | [24 empty] | 1 | Solar | Solar PV | Outdoor - Ground Level/Mounted | Inverter | [5 empty] | 30 | 180
1726 |  |  | 714 | Solar PV Array |  | 1 | 2815.8 | 2815.8 | [24 empty] | 1 | Solar | Solar PV | Outdoor - Ground Level/Mounted | Inverter | [5 empty] | 25 | 180
1727 |  |  | 715 | Solar PV Array |  | 1 | 2600 | 2600 | [24 empty] | 1 | Solar | Solar PV | Outdoor - Ground Level/Mounted | Inverter | [5 empty] | 25 | 180
1728 |  |  | 716 | Solar PV Array |  | 1 | 2610 | 2610 | [24 empty] | 1 | Solar | Solar PV | Outdoor - Ground Level/Mounted | Inverter | [5 empty] | 25 | 180
1729 |  |  | 717 | Solar PV Array |  | 1 | 2600 | 2600 | [24 empty] | 1 | Solar | Solar PV | Outdoor - Ground Level/Mounted | Inverter | [5 empty] | 25 | 180
1730 |  |  | 718 | Solar PV Array |  | 1 | 2600 | 2600 | [24 empty] | 1 | Solar | Solar PV | Outdoor - Ground Level/Mounted | Inverter | [5 empty] | 25 | 180
1731 |  |  | 719 | Solar PV Array |  | 1 | 1068.12 | 1068.12 | [24 empty] | 1 | Solar | Solar PV | Outdoor - Rooftop | Inverter | [5 empty] | 5 | 220
1732 |  |  | 720 | Solar PV Array |  | 1 | 197.945 | 197.945 | [24 empty] | 1 | Solar | Solar PV | Outdoor - Rooftop | Inverter | [5 empty] | 10 | 216
1733 |  |  | 721 | Solar PV Array |  | 1 | 2494.8 | 2494.8 | [24 empty] | 1 | Solar | Solar PV | Outdoor - Ground Level/Mounted | Inverter | [5 empty] | 25 | 180
1734 |  |  | 722 | Solar PV Array |  | 1 | 2795.31 | 2795.31 | [24 empty] | 1 | Solar | Solar PV | Outdoor - Ground Level/Mounted | Inverter | [5 empty] | 25 | 180
1735 |  |  | 723 | Bloom Energy | ES5-BABAAB | 1 | 210 | 210 | [24 empty] | 1 | Natural Gas | Fuel Cell
1737 |  |  | 724 | Bloom Energy | ES5 BABAAB | 1 | 210 | 210 | [24 empty] | 1 | Natural Gas | Fuel Cell
1738 |  |  | 725 | Bloom Energy | ES5 BABAA0 | 1 | 210 | 210 | [24 empty] | 1 | Natural Gas | Fuel Cell
1739 |  |  | 726 | Solar PV Array |  | 1 | 2340 | 2340 | [24 empty] | 1 | Solar | Solar PV | Outdoor - Ground Level/Mounted | Inverter | [5 empty] | 20 | 180
1740 |  |  | 727 | Solar PV Array |  | 1 | 1250.89 | 1250.89 | [24 empty] | 1 | Solar | Solar PV | Outdoor - Ground Level/Mounted | Inverter | [5 empty] | 30 | 180
1741 |  |  | 728 | Solar PV Array |  | 1 | 2695.68 | 2695.68 | [24 empty] | 1 | Solar | Solar PV | Outdoor - Ground Level/Mounted | Inverter | [5 empty] | 25 | 180
1742 |  |  | 729 |  |  | 1 | 2743.65 | 2743.65 | [25 empty] | Solar | [8 empty] | 25 | 180
1743 |  |  | 730 |  |  | 1 | 2743.65 | 2743.65 | [25 empty] | Solar | [8 empty] | 25 | 180
1744 |  |  | 731 | Solar PV Array |  | 1 | 2724.48 | 2724.48 | [24 empty] | 1 | Solar | Solar PV | Outdoor - Ground Level/Mounted | Inverter | [5 empty] | 25 | 180
1745 |  |  | 732 | Solar PV Array |  | 1 | 2726.3 | 2726.3 | [24 empty] | 1 | Solar | Solar PV | Outdoor - Ground Level/Mounted | Inverter | [5 empty] | 25 | 180
1746 |  |  | 733 | Solar PV Array |  | 1 | 2762.3 | 2762.3 | [24 empty] | 1 | Solar | Solar PV | Outdoor - Ground Level/Mounted | Inverter | [5 empty] | 25 | 180
1747 |  |  | 734 | Bloom Energy |  | 1 | 210 | 210 | [24 empty] | 1 | Natural Gas | Fuel Cell
1748 |  |  | 735 | Bloom Energy |  | 1 | 200 | 200 | [24 empty] | 1 | Natural Gas | Fuel Cell
1750 |  |  | 736 | Bloom Energy |  | 1 | 200 | 200 | [24 empty] | 1 | Natural Gas | Fuel Cell
1751 |  |  | 737 | Bloom Energy |  | 1 | 200 | 200 | [24 empty] | 1 | Natural Gas | Fuel Cell
1752 |  |  | 738 | Bloom Energy |  | 1 | 200 | 200 | [24 empty] | 1 | Natural Gas | Fuel Cell
1753 |  |  | 739 | Bloom Energy |  | 1 | 200 | 200 | [24 empty] | 1 | Natural Gas | Fuel Cell
1754 |  |  | 740 | Bloom Energy |  | 1 | 200 | 200 | [24 empty] | 1 | Natural Gas | Fuel Cell
1755 |  |  | 741 | RICE | ER265UL HW | 1 | 265 | 265 | 1265.5 | 1265.5 | [22 empty] | 1 | Natural Gas | Reciprocating Engine |  | Synchronous Generator |  |  |  | 31.8 | 81.62
1756 |  |  | 742 | Solar PV Array |  | 1 | 2999.745 | 2999.745 | [24 empty] | 1 | Solar | Solar PV | Outdoor - Ground Level/Mounted | Inverter | [5 empty] | 25 | 180
1757 |  |  | 743 | Bloom Energy | ES5-BABAAB | 1 | 210 | 210 | [24 empty] | 1 | Natural Gas | Fuel Cell
1758 |  |  | 744 | Solar PV Array |  | 1 | 3012.24 | 3012.24 | [24 empty] | 1 | Solar | Solar PV | Outdoor - Ground Level/Mounted | Inverter | [5 empty] | 25 | 180
1759 |  |  | 745 | Solar PV Array |  | 1 | 2999.745 | 2999.745 | [24 empty] | 1 | Natural Gas | Solar PV | Outdoor - Ground Level/Mounted | Inverter | [5 empty] | 25 | 180
1760 |  |  | 746 | Solar PV Array |  | 1 | 2999.745 | 2999.745 | [24 empty] | 1 | Solar | Solar PV | Outdoor - Ground Level/Mounted | Inverter | [5 empty] | 25 | 180
1761 |  |  | 747 | Solar PV Array |  | 1 | 3208.95 | 3208.95 | [24 empty] | 1 | Solar | Solar PV | Outdoor - Ground Level/Mounted | Inverter | [5 empty] | 25 | 180
1762 |  |  | 748 | Solar PV Array |  | 1 | 3029.4 | 3029.4 | [24 empty] | 1 | Solar | Solar PV | Outdoor - Ground Level/Mounted | Inverter | [5 empty] | 25 | 180
1763 |  |  | 749 | Solar PV Array |  | 1 | 3024.27 | 3024.27 | [24 empty] | 1 | Solar | Solar PV | Outdoor - Ground Level/Mounted | Inverter | [5 empty] | 25 | 180
1764 |  |  | 750 | Bloom Energy | ES5-BABAAB | 1 | 210 | 210 | [24 empty] | 1 | Natural Gas | Fuel Cell
1765 |  |  | 751 | Bloom Energy | ES5-BABAAB | 1 | 210 | 210 | [24 empty] | 1 | Natural Gas | Fuel Cell
1766 |  |  | 752 | Bloom Energy | ES5-BABAAB | 1 | 210 | 210 | [24 empty] | 1 | Natural Gas | Fuel Cell
1767 |  |  | 753 | Bloom Energy | ES5-BABAAB | 1 | 210 | 210 | [24 empty] | 1 | Natural Gas | Fuel Cell
1768 |  |  | 754 | Solar PV Array |  | 1 | 2793.6 | 2793.6 | [24 empty] | 1 | Solar | Solar PV | Outdoor - Ground Level/Mounted | Inverter | [5 empty] | 25 | 180
1769 |  |  | 755 | Solar PV Array |  | 1 | 1980 | 1980 | [24 empty] | 1 | Solar | Solar PV | Outdoor - Ground Level/Mounted | Inverter | [5 empty] | 25 | 180
1772 |  |  | 758 |  |  | 1 |  |  |  |  | 10 | 10 | [18 empty] | Battery
1773 |  |  | 759 |  |  | 1 |  |  |  |  | 10 | 10 | [18 empty] | Battery
1774 |  |  | 760 |  |  | 1 |  |  |  |  | 15 | 15 | [18 empty] | Battery
1775 |  |  | 761 |  |  | 1 |  |  |  |  | 5 | 5 | [18 empty] | Battery
1776 |  |  | 762 |  |  | 1 |  |  |  |  | 5 | 5
1777 |  |  | 763 |  |  | 1 |  |  |  |  | 5 | 5
1778 |  |  | 764 |  |  | 1 |  |  |  |  | 5 | 5
1779 |  |  | 765 |  |  | 1 |  |  |  |  | 10 | 10 | [18 empty] | Battery
1780 |  |  | 766 |  |  | 1 |  |  |  |  | 20 | 20 | [18 empty] | Battery
1781 |  |  | 767 |  |  | 1 |  |  |  |  | 5 | 5
1782 |  |  | 768 |  |  | 1 |  |  |  |  | 5 | 5 | 13.5 | 13.5 | [16 empty] | Battery | Lithium Ion (LI-ION)
1783 |  |  | 769 |  |  | 1 |  |  |  |  | 5 | 5 | 13.5 | 13.5 | [16 empty] | Battery | Lithium Ion (LI-ION)
1784 |  |  | 770 |  |  | 1 |  |  |  |  | 5 | 5
1785 |  |  | 771 |  |  | 1 |  |  |  |  | 10 | 10
1786 |  |  | 772 |  |  | 1 |  |  |  |  | 5 | 5
1787 |  |  | 773 |  |  | 1 |  |  |  |  | 5 | 5 | 13.5 | 13.5 | [16 empty] | Battery | Lithium Ion (LI-ION)
1788 |  |  | 774 |  |  | 1 |  |  |  |  | 5 | 5 | 13.5 | 13.5 | [16 empty] | Battery | Lithium Ion (LI-ION)
1789 |  |  | 775 |  |  | 1 |  |  |  |  | 5 | 5 | 13.5 | 13.5 | [16 empty] | Battery | Lithium Ion (LI-ION)
1790 |  |  | 776 |  |  | 1 |  |  |  |  | 5 | 5 | 13.5 | 13.5 | [16 empty] | Battery | Lithium Ion (LI-ION)
1791 |  |  | 777 |  |  | 1 |  |  |  |  | 5 | 5 | 13.5 | 13.5 | [16 empty] | Battery | Lithium Ion (LI-ION)
1792 |  |  | 778 |  |  | 1 |  |  |  |  | 5 | 5 | 13.5 | 13.5 | [16 empty] | Battery | Lithium Ion (LI-ION)
1793 |  |  | 779 |  |  | 1 |  |  |  |  | 5 | 5 | 13.5 | 13.5 | [16 empty] | Battery | Lithium Ion (LI-ION)
1794 |  |  | 780 |  |  | 1 |  |  |  |  | 5 | 5 | 13.5 | 13.5 | [16 empty] | Battery | Lithium Ion (LI-ION)
1795 |  |  | 781 |  |  | 1 |  |  |  |  | 5 | 5 | 13.5 | 13.5 | [16 empty] | Battery | Lithium Ion (LI-ION)
1796 |  |  | 782 |  |  | 1 |  |  |  |  | 5 | 5 | 13.5 | 13.5 | [16 empty] | Battery | Lithium Ion (LI-ION)
1797 |  |  | 783 |  |  | 1 |  |  |  |  | 5 | 5 | 13.5 | 13.5 | [16 empty] | Battery | Lithium Ion (LI-ION)
1798 |  |  | 784 |  |  | 1 |  |  |  |  | 5 | 5 | 13.5 | 13.5 | [16 empty] | Battery | Lithium Ion (LI-ION)
1799 |  |  | 785 |  |  | 1 |  |  |  |  | 5 | 5 | [18 empty] | Battery
1800 |  |  | 786 |  |  | 1 |  |  |  |  | 6 | 6 | [18 empty] | Battery
1801 |  |  | 787 |  |  | 1 |  |  |  |  | 15 | 15 | [18 empty] | Battery
1803 |  |  | 789 |  |  | 1 |  |  |  |  | 7.6 | 7.6
1804 |  |  | 790 |  |  | 1 |  |  |  |  | 5 | 5
1805 |  |  | 791 |  |  | 1 |  |  |  |  | 5 | 5
1806 |  |  | 792 |  |  | 1 |  |  |  |  | 5 | 5
1807 |  |  | 793 |  |  | 1 |  |  |  |  | 5 | 5
1808 |  |  | 794 |  |  | 1 |  |  |  |  | 15 | 15
1809 |  |  | 795 |  |  | 1 |  |  |  |  | 10 | 10
1810 |  |  | 796 |  |  | 1 |  |  |  |  | 10 | 10
1811 |  |  | 797 |  |  | 1 |  |  |  |  | 5 | 5
1812 |  |  | 798 |  |  | 1 |  |  |  |  | 5 | 5
1814 |  |  | 800 |  |  | 1 |  |  |  |  | 5.52 | 5.52 | [18 empty] | Battery
1816 |  |  | 802 |  |  | 1 |  |  |  |  | 10 | 10 | [18 empty] | Battery
1817 |  |  | 803 |  |  | 1 |  |  |  |  | 10 | 10 | [18 empty] | Battery
1818 |  |  | 804 |  |  | 1 |  |  |  |  | 15 | 15 | [18 empty] | Battery
1820 |  |  | 806 |  |  | 1 |  |  |  |  | 5 | 5 | [18 empty] | Battery
1821 |  |  | 807 |  |  | 1 |  |  |  |  | 5 | 5 | 13.5 | 13.5 | [16 empty] | Battery | Lithium Ion (LI-ION)
1822 |  |  | 808 |  |  | 1 |  |  |  |  | 5 | 5 | 13.5 | 13.5 | [16 empty] | Battery | Lithium Ion (LI-ION)
1823 |  |  | 809 |  |  | 1 |  |  |  |  | 5 | 5 | 13.5 | 13.5 | [16 empty] | Battery | Lithium Ion (LI-ION)
1824 |  |  | 810 |  |  | 1 |  |  |  |  | 5 | 5 | 14 | 14 | [16 empty] | Battery | Lithium Ion (LI-ION)
1825 |  |  | 811 |  |  | 1 |  |  |  |  | 5 | 5 | [18 empty] | Battery
1827 |  |  | 813 |  |  | 1 |  |  |  |  | 10 | 10
1828 |  |  | 814 |  |  | 1 |  |  |  |  | 5 | 5 | [18 empty] | Battery
1831 |  |  | 817 |  |  | 1 |  |  |  |  | 7.54 | 7.54 | [18 empty] | Battery
1832 |  |  | 818 |  |  | 1 |  |  |  |  | 14.79 | 14.79 | [18 empty] | Battery
1833 |  |  | 819 |  |  | 1 |  |  |  |  | 10 | 10 | [18 empty] | Battery
1834 |  |  | 820 |  |  | 1 |  |  |  |  | 5 | 5 | 13.5 | 13.5 | [16 empty] | Battery | Lithium Ion (LI-ION)
1835 |  |  | 821 |  |  | 1 |  |  |  |  | 5 | 5 | 13.5 | 13.5 | [16 empty] | Battery | Lithium Ion (LI-ION)
1836 |  |  | 822 |  |  | 1 |  |  |  |  | 5 | 5 | 13.5 | 13.5 | [16 empty] | Battery | Lithium Ion (LI-ION)
1837 |  |  | 823 |  |  | 1 |  |  |  |  | 5 | 5 | 13.5 | 13.5 | [16 empty] | Battery | Lithium Ion (LI-ION)
1838 |  |  | 824 |  |  | 1 |  |  |  |  | 5 | 5 | 13.5 | 13.5 | [16 empty] | Battery | Lithium Ion (LI-ION)
1839 |  |  | 825 |  |  | 1 |  |  |  |  | 10 | 10 | [18 empty] | Battery
1840 |  |  | 826 |  |  | 1 |  |  |  |  | 10 | 10 | [18 empty] | Battery
1841 |  |  | 827 |  |  | 1 |  |  |  |  | 10 | 10 | [18 empty] | Battery
1845 |  |  | 831 |  |  | 1 |  |  |  |  | 10 | 10
1853 |  |  | 839 |  |  | 1 |  |  |  |  | 20 | 20
1854 |  |  | 840 |  |  | 1 |  |  |  |  | 8.6 | 8.6 | [18 empty] | Battery
1855 |  |  | 841 |  |  | 1 |  |  |  |  | 10 | 10 | [18 empty] | Battery
1857 |  |  | 843 |  |  | 1 |  |  |  |  | 10 | 10 | [18 empty] | Battery
1858 |  |  | 844 |  |  | 1 |  |  |  |  | 5 | 5 | 13.5 | 13.5 | [16 empty] | Battery | Lithium Ion (LI-ION)
1859 |  |  | 845 |  |  | 1 |  |  |  |  | 5 | 5 | 13.5 | 13.5 | [16 empty] | Battery | Lithium Ion (LI-ION)
1860 |  |  | 846 |  |  | 1 |  |  |  |  | 5 | 5 | 13.5 | 13.5 | [16 empty] | Battery | Lithium Ion (LI-ION)
1861 |  |  | 847 |  |  | 1 |  |  |  |  | 5 | 5 | 13.5 | 13.5 | [16 empty] | Battery | Lithium Ion (LI-ION)
1862 |  |  | 848 |  |  | 1 |  |  |  |  | 5 | 5 | 13.5 | 13.5 | [16 empty] | Battery | Lithium Ion (LI-ION)
1863 |  |  | 849 |  |  | 1 |  |  |  |  | 5 | 5 | 13.5 | 13.5 | [16 empty] | Battery | Lithium Ion (LI-ION)
1864 |  |  | 850 |  |  | 1 |  |  |  |  | 5 | 5
1867 |  |  | 853 | Bloom Energy | ES5-BABAAB | 1 | 210 | 210 | [24 empty] | 1 | Natural Gas | Fuel Cell
1868 |  |  | 854 | Bloom Energy | ES5-BABAAB | 1 | 210 | 210 | [24 empty] | 1 | Natural Gas | Fuel Cell
1869 |  |  | 855 | Bloom Energy | ES5-BABAAB | 1 | 210 | 210 | [24 empty] | 1 | Natural Gas | Fuel Cell
1870 |  |  | 856 | Solar PV Array |  | 1 | 2828.8 | 2828.8 | [24 empty] | 1 | Solar | Solar PV | Outdoor - Ground Level/Mounted | Inverter | [5 empty] | 20 | 180
1871 |  |  | 857 | Solar PV Array |  | 1 | 2057.68 | 2057.68 | [24 empty] | 1 | Solar | Solar PV | Outdoor - Ground Level/Mounted | Inverter | [5 empty] | 25 | 180
1872 |  |  | 858 |  |  | 1 | [24 empty] | Thermal | Ice Storage
1873 |  |  | 859 | Solar PV Array |  | 1 | 2494.7 | 2494.7 | [24 empty] | 1 | Solar | Solar PV | Outdoor - Ground Level/Mounted | Inverter | [5 empty] | 20 | 180
1874 |  |  | 860 | Solar PV Array |  | 1 | 2494.7 | 2494.7 | [24 empty] | 1 | Solar | Solar PV | Outdoor - Ground Level/Mounted | Inverter | [5 empty] | 20 | 180
1875 |  |  | 861 | Solar PV Array |  | 1 | 2494.7 | 2494.7 | [24 empty] | 1 | Solar | Solar PV | Outdoor - Ground Level/Mounted | Inverter | [5 empty] | 20 | 180
1876 |  |  | 862 | Solar PV Array |  | 1 | 2723.175 | 2723.175 | [24 empty] | 1 | Solar | Solar PV | Outdoor - Ground Level/Mounted | Inverter | [5 empty] | 25 | 180
1877 |  |  | 863 | Tecogen Inc. | InVerde 100 | 1 | 100 | 100 | 613 | 613 | [22 empty] | 1 | Natural Gas | Reciprocating Engine |  | Inverter |  |  |  | 28.6 | 80.8
1878 |  |  | 864 | Tecogen Inc. | InVerde 100 | 1 | 100 | 100 | 613 | 613 | [22 empty] | 1 | Natural Gas | Reciprocating Engine |  | Inverter |  |  |  | 28.6 | 80.8
1879 |  |  | 865 | Solar PV Array |  | 1 | 1085.4 | 1085.4 | [24 empty] | 1 | Solar | Solar PV | Outdoor - Rooftop | Inverter | [5 empty] | 7 | 85
1880 |  |  | 866 | Solar PV Array |  | 1 | 3012.24 | 3012.24 | [24 empty] | 1 | Solar | Solar PV | Outdoor - Ground Level/Mounted | Inverter | [5 empty] | 25 | 180
1881 |  |  | 867 |  |  | 1 |  |  |  |  | 2000 | 2000 | 3000 | 3000 | [16 empty] | Battery | Lithium Ion (LI-ION)
1882 |  |  | 868 |  |  | 1 |  |  |  |  | 375 | 375 | 940 | 940 | [16 empty] | Battery | Lithium Ion (LI-ION)
1883 |  |  | 869 |  |  | 1 |  |  |  |  | 5 | 5 | [18 empty] | Battery
1884 |  |  | 870 |  |  | 1 |  |  |  |  | 5 | 5 | 13.5 | 13.5 | [16 empty] | Battery | Lithium Ion (LI-ION)
1885 |  |  | 871 |  |  | 1 |  |  |  |  | 5 | 5
1886 |  |  | 872 |  |  | 1 |  |  |  |  | 10 | 10
1887 |  |  | 873 |  |  | 1 |  |  |  |  | 10 | 10
1888 |  |  | 874 |  |  | 1 |  |  |  |  | 10 | 10
1889 |  |  | 875 |  |  | 1 |  |  |  |  | 5 | 5
1890 |  |  | 876 |  |  | 1 |  |  |  |  | 10 | 10
1891 |  |  | 877 |  |  | 1 |  |  |  |  | 5 | 5
1892 |  |  | 878 |  |  | 1 |  |  |  |  | 5 | 5 | 13.5 | 13.5 | [16 empty] | Battery | Lithium Ion (LI-ION)
1893 |  |  | 879 |  |  | 1 |  |  |  |  | 5 | 5 | [18 empty] | Battery
1894 |  |  | 880 |  |  | 1 |  |  |  |  | 15 | 15 | [18 empty] | Battery
1895 |  |  | 881 |  |  | 1 |  |  |  |  | 5 | 5
1896 |  |  | 882 |  |  | 1 |  |  |  |  | 10 | 10
1897 |  |  | 883 |  |  | 1 |  |  |  |  | 5 | 5
1898 |  |  | 884 |  |  | 1 |  |  |  |  | 5 | 5 | [18 empty] | Battery | Lithium Ion (LI-ION)
1899 |  |  | 885 |  |  | 1 |  |  |  |  | 5 | 5 | 13.5 | 13.5 | [16 empty] | Battery | Lithium Ion (LI-ION)
1900 |  |  | 886 |  |  | 1 |  |  |  |  | 5 | 5 | 13.5 | 13.5 | [16 empty] | Battery | Lithium Ion (LI-ION)
1901 |  |  | 887 |  |  | 1 |  |  |  |  | 5 | 5 | 13.5 | 13.5 | [16 empty] | Battery | Lithium Ion (LI-ION)
1902 |  |  | 888 |  |  | 1 | 3044.52 | 3044.52 | [25 empty] | Solar |  |  | Inverter | [5 empty] | 25 | 180
1903 |  |  | 889 |  |  | 1 | 2602.8 | 2602.8 | [25 empty] | Solar |  | Outdoor - Ground Level/Mounted | Inverter | [5 empty] | 25 | 180
1904 |  |  | 890 |  |  | 1 | 2602.8 | 2602.8 | [25 empty] | Solar |  | Outdoor - Ground Level/Mounted | Inverter | [5 empty] | 25 | 180
1905 |  |  | 892 | Capstone Turbine Corporation | C 65 ICHP | 2 | 65 | 130 | 420 | 840 | [22 empty] | 2 | Natural Gas | Microturbine |  | Inverter | FALSE | FALSE | FALSE | 25 | 71
1906 |  |  | 893 |  |  | 1 | 1341.9 | 1341.9 | [25 empty] | Solar |  | Outdoor - Rooftop | Inverter | [5 empty] | 5 | 179
1907 |  |  | 894 |  |  | 1 |  |  |  |  | 10 | 10 | [18 empty] | Battery
1908 |  |  | 895 |  |  | 1 |  |  |  |  | 5 | 5 | [18 empty] | Battery
1909 |  |  | 896 |  |  | 1 |  |  |  |  | 5 | 5 | [18 empty] | Battery | Lithium Ion (LI-ION)
1910 |  |  | 897 |  |  | 1 |  |  |  |  | 5 | 5
1911 |  |  | 898 |  |  | 1 |  |  |  |  | 2000 | 2000 | [18 empty] | Battery | Lithium Ion (LI-ION)
1912 |  |  | 899 |  |  | 1 |  |  |  |  | 5 | 5
1913 |  |  | 900 |  |  | 1 |  |  |  |  | 477 | 477 | [18 empty] | Battery
1914 |  |  | 901 |  |  | 1 |  |  |  |  | 159 | 159 | [18 empty] | Battery
1915 |  |  | 902 |  |  | 1 |  |  |  |  | 159 | 159 | [18 empty] | Battery
1916 |  |  | 903 |  |  | 1 |  |  |  |  | 150 | 150 | [18 empty] | Battery
1917 |  |  | 904 |  |  | 1 |  |  |  |  | 1900 | 1900 | [18 empty] | Battery
1918 |  |  | 905 | Tecogen Inc. | INV-100e+ | 1 | 100 | 100 | 613 | 613 | [22 empty] | 1 | Natural Gas | Reciprocating Engine | Indoor - Basement | Inverter |  |  |  | 28.6 | 80.8

## Ancillary Equipment
System ID | Facility/System Name | Chiller ID | H2S Scrubber ID | Unit Name
12 | Patterson Farms |  | 1
17 | Emerling Farm |  | 2
18 | Sunny Knoll Farm |  | 3
32 | Sheland Farms |  | 4
45 | Aurora Ridge Dairy |  | 5
47 | Lamb Farms |  | 6
56 | Swiss Valley Farms |  | 7
57 | Boxler Dairy Farm |  | 8
93 | Walker Dairy |  | 9
187 | Lawnhurst Farms |  | 10
205 | Spruce Haven |  | 11
280 | Noblehurst Farms |  | 12
405 | New Hope View Farm |  | 13
420 | Gloversville Johnstown WWTP |  | 14
557 | Patterson Farms |  | 15
561 | Gloversville Johnstown WWTP |  | 16
569 | Matlink Farm |  | 17
584 | Adirondack Farms |  | 18